## NOTES
Grid | Kinshasa distribution grid saturated (WB: Increasing access to electricity in the DRC: Opportunities and Challenges)

## TS_DRC
1 | 2 | 3 | 4 | 5 | 6 | 7 |  | 8 | 9 | 10 | 11 | 12 | 13 | 14 | 15 | 16 | 17 |  | 1
|  |  | Season needs to map to something if the TS needs a season name, otherwise not | [15 empty] | 0.93767 | bar: 14 to 16
[8 empty] | 16: 6 |  | 0.062331
LR Year | Season | DayStart | DayEnd | Blocks | days | Day | Season | hour: | Blocks | TS share | TS check- must sum to 1 |  |  | Timeslices | TS name | Model input | Share of year
2015 | 1 | 1 | 91 | 10 | 91 | 1 | 1 | 0 | 1 | 0.00011416 | 1 |  | 1 | 1 | TS01 | 0.062331 | 0.062329 | 0.24932 | 0.16164
| 1 | 92 | 182 | 10 | 91 | 1 | 1 | 1 | 1 | 0.00011416 |  |  | 2 | 2 | TS02 | 0.020776 | 0.020776
| 3 | 183 | 274 | 10 | 92 | 1 | 1 | 2 | 1 | 0.00011416 |  |  | 3 | 3 | TS03 | 0.020776 | 0.020776
| 4 | 275 | 365 | 10 | 91 | 1 | 1 | 3 | 1 | 0.00011416 |  |  | 4 | 4 | TS04 | 0.020776 | 0.020776
| 5 |  |  |  | 365 | 1 | 1 | 4 | 1 | 0.00011416 |  |  | 5 | 5 | TS05 | 0.020776 | 0.020776
| 6 |  |  |  |  | 1 | 1 | 5 | 1 | 0.00011416 |  |  | 6 | 6 | TS06 | 0.020776 | 0.020776
| 7 |  |  |  |  | 1 | 1 | 6 | 2 | 0.00011416 |  |  | 7 | 7 | TS07 | 0.020776 | 0.020776
| 8 |  |  |  |  | 1 | 1 | 7 | 2 | 0.00011416 |  |  | 8 | 8 | TS08 | 0.020776 | 0.020776
| 9 |  |  |  |  | 1 | 1 | 8 | 3 | 0.00011416 |  |  | 9 | 9 | TS09 | 0.020776 | 0.020776
| 10 |  |  |  |  | 1 | 1 | 9 | 3 | 0.00011416 |  |  | 10 | 10 | TS10 | 0.020776 | 0.020776
| 11 |  |  |  |  | 1 | 1 | 10 | 4 | 0.00011416 |  |  | 11 | 1 | TS11 | 0.062329 | 0.062329 | 0.24932 | 0.25205
| 12 |  |  |  |  | 1 | 1 | 11 | 4 | 0.00011416 |  |  | 12 | 2 | TS12 | 0.020776 | 0.020776
[6 empty] | 1 | 1 | 12 | 5 | 0.00011416 |  |  | 13 | 3 | TS13 | 0.020776 | 0.020776
[6 empty] | 1 | 1 | 13 | 5 | 0.00011416 |  |  | 14 | 4 | TS14 | 0.020776 | 0.020776
[6 empty] | 1 | 1 | 14 | 6 | 0.00011416 |  |  | 15 | 5 | TS15 | 0.020776 | 0.020776
[6 empty] | 1 | 1 | 15 | 6 | 0.00011416 |  |  | 16 | 6 | TS16 | 0.020776 | 0.020776
[6 empty] | 1 | 1 | 16 | 7 | 0.00011416 |  |  | 17 | 7 | TS17 | 0.020776 | 0.020776
[6 empty] | 1 | 1 | 17 | 7 | 0.00011416 |  |  | 18 | 8 | TS18 | 0.020776 | 0.020776
[6 empty] | 1 | 1 | 18 | 8 | 0.00011416 |  |  | 19 | 9 | TS19 | 0.020776 | 0.020776
[6 empty] | 1 | 1 | 19 | 8 | 0.00011416 |  |  | 20 | 10 | TS20 | 0.020776 | 0.020776
[6 empty] | 1 | 1 | 20 | 9 | 0.00011416 |  |  | 21 | 1 | TS21 | 0.063014 | 0.063014 | 0.25205 | 0.33425
[6 empty] | 1 | 1 | 21 | 9 | 0.00011416 |  |  | 22 | 2 | TS22 | 0.021005 | 0.021005
[6 empty] | 1 | 1 | 22 | 10 | 0.00011416 |  |  | 23 | 3 | TS23 | 0.021005 | 0.021005
[6 empty] | 1 | 1 | 23 | 10 | 0.00011416 |  |  | 24 | 4 | TS24 | 0.021005 | 0.021005
[6 empty] | 2 | 1 | 0 | 1 | 0.00011416 |  |  | 25 | 5 | TS25 | 0.021005 | 0.021005
[6 empty] | 2 | 1 | 1 | 1 | 0.00011416 |  |  | 26 | 6 | TS26 | 0.021005 | 0.021005
[6 empty] | 2 | 1 | 2 | 1 | 0.00011416 |  |  | 27 | 7 | TS27 | 0.021005 | 0.021005
[6 empty] | 2 | 1 | 3 | 1 | 0.00011416 |  |  | 28 | 8 | TS28 | 0.021005 | 0.021005
[6 empty] | 2 | 1 | 4 | 1 | 0.00011416 |  |  | 29 | 9 | TS29 | 0.021005 | 0.021005
[6 empty] | 2 | 1 | 5 | 1 | 0.00011416 |  |  | 30 | 10 | TS30 | 0.021005 | 0.021005
[6 empty] | 2 | 1 | 6 | 2 | 0.00011416 |  |  | 31 | 1 | TS31 | 0.062329 | 0.062329 | 0.24932 | 0.25205
[6 empty] | 2 | 1 | 7 | 2 | 0.00011416 |  |  | 32 | 2 | TS32 | 0.020776 | 0.020776
[6 empty] | 2 | 1 | 8 | 3 | 0.00011416 |  |  | 33 | 3 | TS33 | 0.020776 | 0.020776
[6 empty] | 2 | 1 | 9 | 3 | 0.00011416 |  |  | 34 | 4 | TS34 | 0.020776 | 0.020776
[6 empty] | 2 | 1 | 10 | 4 | 0.00011416 |  |  | 35 | 5 | TS35 | 0.020776 | 0.020776
[6 empty] | 2 | 1 | 11 | 4 | 0.00011416 |  |  | 36 | 6 | TS36 | 0.020776 | 0.020776
[6 empty] | 2 | 1 | 12 | 5 | 0.00011416 |  |  | 37 | 7 | TS37 | 0.020776 | 0.020776
[6 empty] | 2 | 1 | 13 | 5 | 0.00011416 |  |  | 38 | 8 | TS38 | 0.020776 | 0.020776
[6 empty] | 2 | 1 | 14 | 6 | 0.00011416 |  |  | 39 | 9 | TS39 | 0.020776 | 0.020776
[6 empty] | 2 | 1 | 15 | 6 | 0.00011416 |  |  | 40 | 10 | TS40 | 0.020776 | 0.020776
[6 empty] | 2 | 1 | 8: 16; 9: 7; 10: 0.00011416; 13: 41
[6 empty] | 2 | 1 | 8: 17; 9: 7; 10: 0.00011416; 13: 42
[6 empty] | 2 | 1 | 8: 18; 9: 8; 10: 0.00011416; 13: 43
[6 empty] | 2 | 1 | 8: 19; 9: 8; 10: 0.00011416; 13: 44
[6 empty] | 2 | 1 | 8: 20; 9: 9; 10: 0.00011416; 13: 45
[6 empty] | 2 | 1 | 8: 21; 9: 9; 10: 0.00011416; 13: 46
[6 empty] | 2 | 1 | 8: 22; 9: 10; 10: 0.00011416; 13: 47
[6 empty] | 2 | 1 | 8: 23; 9: 10; 10: 0.00011416; 13: 48
[6 empty] | 3 | 1 | 8: 0; 9: 1; 10: 0.00011416; 13: 49
[6 empty] | 3 | 1 | 8: 1; 9: 1; 10: 0.00011416; 13: 50
[6 empty] | 3 | 1 | 8: 2; 9: 1; 10: 0.00011416; 13: 51
[6 empty] | 3 | 1 | 8: 3; 9: 1; 10: 0.00011416; 13: 52
[6 empty] | 3 | 1 | 8: 4; 9: 1; 10: 0.00011416; 13: 53
[6 empty] | 3 | 1 | 8: 5; 9: 1; 10: 0.00011416; 13: 54
[6 empty] | 3 | 1 | 8: 6; 9: 2; 10: 0.00011416; 13: 55
[6 empty] | 3 | 1 | 8: 7; 9: 2; 10: 0.00011416; 13: 56
[6 empty] | 3 | 1 | 8: 8; 9: 3; 10: 0.00011416; 13: 57
[6 empty] | 3 | 1 | 8: 9; 9: 3; 10: 0.00011416; 13: 58
[6 empty] | 3 | 1 | 8: 10; 9: 4; 10: 0.00011416; 13: 59
[6 empty] | 3 | 1 | 8: 11; 9: 4; 10: 0.00011416; 13: 60
[6 empty] | 3 | 1 | 8: 12; 9: 5; 10: 0.00011416; 13: 61
[6 empty] | 3 | 1 | 8: 13; 9: 5; 10: 0.00011416; 13: 62
[6 empty] | 3 | 1 | 8: 14; 9: 6; 10: 0.00011416; 13: 63
[6 empty] | 3 | 1 | 8: 15; 9: 6; 10: 0.00011416; 13: 64
[6 empty] | 3 | 1 | 8: 16; 9: 7; 10: 0.00011416; 13: 65
[6 empty] | 3 | 1 | 8: 17; 9: 7; 10: 0.00011416; 13: 66
[6 empty] | 3 | 1 | 8: 18; 9: 8; 10: 0.00011416; 13: 67
[6 empty] | 3 | 1 | 8: 19; 9: 8; 10: 0.00011416; 13: 68
[6 empty] | 3 | 1 | 8: 20; 9: 9; 10: 0.00011416
[6 empty] | 3 | 1 | 8: 21; 9: 9; 10: 0.00011416
[6 empty] | 3 | 1 | 8: 22; 9: 10; 10: 0.00011416
[6 empty] | 3 | 1 | 8: 23; 9: 10; 10: 0.00011416
[6 empty] | 4 | 1 | 8: 0; 9: 1; 10: 0.00011416
[6 empty] | 4 | 1 | 8: 1; 9: 1; 10: 0.00011416
[6 empty] | 4 | 1 | 8: 2; 9: 1; 10: 0.00011416
[6 empty] | 4 | 1 | 8: 3; 9: 1; 10: 0.00011416
[6 empty] | 4 | 1 | 8: 4; 9: 1; 10: 0.00011416
[6 empty] | 4 | 1 | 8: 5; 9: 1; 10: 0.00011416
[6 empty] | 4 | 1 | 8: 6; 9: 2; 10: 0.00011416
[6 empty] | 4 | 1 | 8: 7; 9: 2; 10: 0.00011416
[6 empty] | 4 | 1 | 8: 8; 9: 3; 10: 0.00011416
[6 empty] | 4 | 1 | 8: 9; 9: 3; 10: 0.00011416
[6 empty] | 4 | 1 | 8: 10; 9: 4; 10: 0.00011416
[6 empty] | 4 | 1 | 8: 11; 9: 4; 10: 0.00011416
[6 empty] | 4 | 1 | 8: 12; 9: 5; 10: 0.00011416
[6 empty] | 4 | 1 | 8: 13; 9: 5; 10: 0.00011416
[6 empty] | 4 | 1 | 8: 14; 9: 6; 10: 0.00011416
[6 empty] | 4 | 1 | 8: 15; 9: 6; 10: 0.00011416
[6 empty] | 4 | 1 | 8: 16; 9: 7; 10: 0.00011416
[6 empty] | 4 | 1 | 8: 17; 9: 7; 10: 0.00011416
[6 empty] | 4 | 1 | 8: 18; 9: 8; 10: 0.00011416
[6 empty] | 4 | 1 | 8: 19; 9: 8; 10: 0.00011416
[6 empty] | 4 | 1 | 8: 20; 9: 9; 10: 0.00011416
[6 empty] | 4 | 1 | 8: 21; 9: 9; 10: 0.00011416
[6 empty] | 4 | 1 | 8: 22; 9: 10; 10: 0.00011416
[6 empty] | 4 | 1 | 8: 23; 9: 10; 10: 0.00011416
[6 empty] | 5 | 1 | 8: 0; 9: 1; 10: 0.00011416
[6 empty] | 5 | 1 | 8: 1; 9: 1; 10: 0.00011416
[6 empty] | 5 | 1 | 8: 2; 9: 1; 10: 0.00011416
[6 empty] | 5 | 1 | 8: 3; 9: 1; 10: 0.00011416
[6 empty] | 5 | 1 | 8: 4; 9: 1; 10: 0.00011416
[6 empty] | 5 | 1 | 8: 5; 9: 1; 10: 0.00011416
[6 empty] | 5 | 1 | 8: 6; 9: 2; 10: 0.00011416
[6 empty] | 5 | 1 | 8: 7; 9: 2; 10: 0.00011416
[6 empty] | 5 | 1 | 8: 8; 9: 3; 10: 0.00011416
[6 empty] | 5 | 1 | 8: 9; 9: 3; 10: 0.00011416
[6 empty] | 5 | 1 | 8: 10; 9: 4; 10: 0.00011416
[6 empty] | 5 | 1 | 8: 11; 9: 4; 10: 0.00011416
[6 empty] | 5 | 1 | 8: 12; 9: 5; 10: 0.00011416
[6 empty] | 5 | 1 | 8: 13; 9: 5; 10: 0.00011416
[6 empty] | 5 | 1 | 8: 14; 9: 6; 10: 0.00011416
[6 empty] | 5 | 1 | 8: 15; 9: 6; 10: 0.00011416
[6 empty] | 5 | 1 | 8: 16; 9: 7; 10: 0.00011416
[6 empty] | 5 | 1 | 8: 17; 9: 7; 10: 0.00011416
[6 empty] | 5 | 1 | 8: 18; 9: 7; 10: 0.00011416
[6 empty] | 5 | 1 | 8: 19; 9: 8; 10: 0.00011416
[6 empty] | 5 | 1 | 8: 20; 9: 9; 10: 0.00011416
[6 empty] | 5 | 1 | 8: 21; 9: 9; 10: 0.00011416
[6 empty] | 5 | 1 | 8: 22; 9: 10; 10: 0.00011416
[6 empty] | 5 | 1 | 8: 23; 9: 10; 10: 0.00011416
[6 empty] | 6 | 1 | 8: 0; 10: 0.00011416
[6 empty] | 6 | 1 | 8: 1; 10: 0.00011416
[6 empty] | 6 | 1 | 8: 2; 10: 0.00011416
[6 empty] | 6 | 1 | 8: 3; 10: 0.00011416
[6 empty] | 6 | 1 | 8: 4; 10: 0.00011416
[6 empty] | 6 | 1 | 8: 5; 10: 0.00011416
[6 empty] | 6 | 1 | 8: 6; 10: 0.00011416
[6 empty] | 6 | 1 | 8: 7; 10: 0.00011416
[6 empty] | 6 | 1 | 8: 8; 10: 0.00011416
[6 empty] | 6 | 1 | 8: 9; 10: 0.00011416
[6 empty] | 6 | 1 | 8: 10; 10: 0.00011416
[6 empty] | 6 | 1 | 8: 11; 10: 0.00011416
[6 empty] | 6 | 1 | 8: 12; 10: 0.00011416
[6 empty] | 6 | 1 | 8: 13; 10: 0.00011416
[6 empty] | 6 | 1 | 8: 14; 10: 0.00011416
[6 empty] | 6 | 1 | 8: 15; 10: 0.00011416
[6 empty] | 6 | 1 | 8: 16; 10: 0.00011416
[6 empty] | 6 | 1 | 8: 17; 10: 0.00011416
[6 empty] | 6 | 1 | 8: 18; 10: 0.00011416
[6 empty] | 6 | 1 | 8: 19; 10: 0.00011416
[6 empty] | 6 | 1 | 8: 20; 10: 0.00011416
[6 empty] | 6 | 1 | 8: 21; 10: 0.00011416
[6 empty] | 6 | 1 | 8: 22; 10: 0.00011416
[6 empty] | 6 | 1 | 8: 23; 10: 0.00011416
[6 empty] | 7 | 1 | 8: 0; 10: 0.00011416
[6 empty] | 7 | 1 | 8: 1; 10: 0.00011416
[6 empty] | 7 | 1 | 8: 2; 10: 0.00011416
[6 empty] | 7 | 1 | 8: 3; 10: 0.00011416
[6 empty] | 7 | 1 | 8: 4; 10: 0.00011416
[6 empty] | 7 | 1 | 8: 5; 10: 0.00011416
[6 empty] | 7 | 1 | 8: 6; 10: 0.00011416
[6 empty] | 7 | 1 | 8: 7; 10: 0.00011416
[6 empty] | 7 | 1 | 8: 8; 10: 0.00011416
[6 empty] | 7 | 1 | 8: 9; 10: 0.00011416
[6 empty] | 7 | 1 | 8: 10; 10: 0.00011416
[6 empty] | 7 | 1 | 8: 11; 10: 0.00011416
[6 empty] | 7 | 1 | 8: 12; 10: 0.00011416
[6 empty] | 7 | 1 | 8: 13; 10: 0.00011416
[6 empty] | 7 | 1 | 8: 14; 10: 0.00011416
[6 empty] | 7 | 1 | 8: 15; 10: 0.00011416
[6 empty] | 7 | 1 | 8: 16; 10: 0.00011416
[6 empty] | 7 | 1 | 8: 17; 10: 0.00011416
[6 empty] | 7 | 1 | 8: 18; 10: 0.00011416
[6 empty] | 7 | 1 | 8: 19; 10: 0.00011416
[6 empty] | 7 | 1 | 8: 20; 10: 0.00011416
[6 empty] | 7 | 1 | 8: 21; 10: 0.00011416
[6 empty] | 7 | 1 | 8: 22; 10: 0.00011416
[6 empty] | 7 | 1 | 8: 23; 10: 0.00011416
[6 empty] | 8 | 1 | 8: 0; 10: 0.00011416
[6 empty] | 8 | 1 | 8: 1; 10: 0.00011416
[6 empty] | 8 | 1 | 8: 2; 10: 0.00011416
[6 empty] | 8 | 1 | 8: 3; 10: 0.00011416
[6 empty] | 8 | 1 | 8: 4; 10: 0.00011416
[6 empty] | 8 | 1 | 8: 5; 10: 0.00011416
[6 empty] | 8 | 1 | 8: 6; 10: 0.00011416
[6 empty] | 8 | 1 | 8: 7; 10: 0.00011416
[6 empty] | 8 | 1 | 8: 8; 10: 0.00011416
[6 empty] | 8 | 1 | 8: 9; 10: 0.00011416
[6 empty] | 8 | 1 | 8: 10; 10: 0.00011416
[6 empty] | 8 | 1 | 8: 11; 10: 0.00011416
[6 empty] | 8 | 1 | 8: 12; 10: 0.00011416
[6 empty] | 8 | 1 | 8: 13; 10: 0.00011416
[6 empty] | 8 | 1 | 8: 14; 10: 0.00011416
[6 empty] | 8 | 1 | 8: 15; 10: 0.00011416
[6 empty] | 8 | 1 | 8: 16; 10: 0.00011416
[6 empty] | 8 | 1 | 8: 17; 10: 0.00011416
[6 empty] | 8 | 1 | 8: 18; 10: 0.00011416
[6 empty] | 8 | 1 | 8: 19; 10: 0.00011416
[6 empty] | 8 | 1 | 8: 20; 10: 0.00011416
[6 empty] | 8 | 1 | 8: 21; 10: 0.00011416
[6 empty] | 8 | 1 | 8: 22; 10: 0.00011416
[6 empty] | 8 | 1 | 8: 23; 10: 0.00011416
[6 empty] | 9 | 1 | 8: 0; 10: 0.00011416
[6 empty] | 9 | 1 | 8: 1; 10: 0.00011416
[6 empty] | 9 | 1 | 8: 2; 10: 0.00011416
[6 empty] | 9 | 1 | 8: 3; 10: 0.00011416
[6 empty] | 9 | 1 | 8: 4; 10: 0.00011416
[6 empty] | 9 | 1 | 8: 5; 10: 0.00011416
[6 empty] | 9 | 1 | 8: 6; 10: 0.00011416
[6 empty] | 9 | 1 | 8: 7; 10: 0.00011416
[6 empty] | 9 | 1 | 8: 8; 10: 0.00011416
[6 empty] | 9 | 1 | 8: 9; 10: 0.00011416
[6 empty] | 9 | 1 | 8: 10; 10: 0.00011416
[6 empty] | 9 | 1 | 8: 11; 10: 0.00011416
[6 empty] | 9 | 1 | 8: 12; 10: 0.00011416
[6 empty] | 9 | 1 | 8: 13; 10: 0.00011416
[6 empty] | 9 | 1 | 8: 14; 10: 0.00011416
[6 empty] | 9 | 1 | 8: 15; 10: 0.00011416
[6 empty] | 9 | 1 | 8: 16; 10: 0.00011416
[6 empty] | 9 | 1 | 8: 17; 10: 0.00011416
[6 empty] | 9 | 1 | 8: 18; 10: 0.00011416
[6 empty] | 9 | 1 | 8: 19; 10: 0.00011416
[6 empty] | 9 | 1 | 8: 20; 10: 0.00011416
[6 empty] | 9 | 1 | 8: 21; 10: 0.00011416
[6 empty] | 9 | 1 | 8: 22; 10: 0.00011416
[6 empty] | 9 | 1 | 8: 23; 10: 0.00011416
[6 empty] | 10 | 1 | 8: 0; 10: 0.00011416
[6 empty] | 10 | 1 | 8: 1; 10: 0.00011416
[6 empty] | 10 | 1 | 8: 2; 10: 0.00011416
[6 empty] | 10 | 1 | 8: 3; 10: 0.00011416
[6 empty] | 10 | 1 | 8: 4; 10: 0.00011416
[6 empty] | 10 | 1 | 8: 5; 10: 0.00011416
[6 empty] | 10 | 1 | 8: 6; 10: 0.00011416
[6 empty] | 10 | 1 | 8: 7; 10: 0.00011416
[6 empty] | 10 | 1 | 8: 8; 10: 0.00011416
[6 empty] | 10 | 1 | 8: 9; 10: 0.00011416
[6 empty] | 10 | 1 | 8: 10; 10: 0.00011416
[6 empty] | 10 | 1 | 8: 11; 10: 0.00011416
[6 empty] | 10 | 1 | 8: 12; 10: 0.00011416
[6 empty] | 10 | 1 | 8: 13; 10: 0.00011416
[6 empty] | 10 | 1 | 8: 14; 10: 0.00011416
[6 empty] | 10 | 1 | 8: 15; 10: 0.00011416
[6 empty] | 10 | 1 | 8: 16; 10: 0.00011416
[6 empty] | 10 | 1 | 8: 17; 10: 0.00011416
[6 empty] | 10 | 1 | 8: 18; 10: 0.00011416
[6 empty] | 10 | 1 | 8: 19; 10: 0.00011416
[6 empty] | 10 | 1 | 8: 20; 10: 0.00011416
[6 empty] | 10 | 1 | 8: 21; 10: 0.00011416
[6 empty] | 10 | 1 | 8: 22; 10: 0.00011416
[6 empty] | 10 | 1 | 8: 23; 10: 0.00011416
[6 empty] | 11 | 1 | 8: 0; 10: 0.00011416
[6 empty] | 11 | 1 | 8: 1; 10: 0.00011416
[6 empty] | 11 | 1 | 8: 2; 10: 0.00011416
[6 empty] | 11 | 1 | 8: 3; 10: 0.00011416
[6 empty] | 11 | 1 | 8: 4; 10: 0.00011416
[6 empty] | 11 | 1 | 8: 5; 10: 0.00011416
[6 empty] | 11 | 1 | 8: 6; 10: 0.00011416
[6 empty] | 11 | 1 | 8: 7; 10: 0.00011416
[6 empty] | 11 | 1 | 8: 8; 10: 0.00011416
[6 empty] | 11 | 1 | 8: 9; 10: 0.00011416
[6 empty] | 11 | 1 | 8: 10; 10: 0.00011416
[6 empty] | 11 | 1 | 8: 11; 10: 0.00011416
[6 empty] | 11 | 1 | 8: 12; 10: 0.00011416
[6 empty] | 11 | 1 | 8: 13; 10: 0.00011416
[6 empty] | 11 | 1 | 8: 14; 10: 0.00011416
[6 empty] | 11 | 1 | 8: 15; 10: 0.00011416
[6 empty] | 11 | 1 | 8: 16; 10: 0.00011416
[6 empty] | 11 | 1 | 8: 17; 10: 0.00011416
[6 empty] | 11 | 1 | 8: 18; 10: 0.00011416
[6 empty] | 11 | 1 | 8: 19; 10: 0.00011416
[6 empty] | 11 | 1 | 8: 20; 10: 0.00011416
[6 empty] | 11 | 1 | 8: 21; 10: 0.00011416
[6 empty] | 11 | 1 | 8: 22; 10: 0.00011416
[6 empty] | 11 | 1 | 8: 23; 10: 0.00011416
[6 empty] | 12 | 1 | 8: 0; 10: 0.00011416
[6 empty] | 12 | 1 | 8: 1; 10: 0.00011416
[6 empty] | 12 | 1 | 8: 2; 10: 0.00011416
[6 empty] | 12 | 1 | 8: 3; 10: 0.00011416
[6 empty] | 12 | 1 | 8: 4; 10: 0.00011416
[6 empty] | 12 | 1 | 8: 5; 10: 0.00011416
[6 empty] | 12 | 1 | 8: 6; 10: 0.00011416
[6 empty] | 12 | 1 | 8: 7; 10: 0.00011416
[6 empty] | 12 | 1 | 8: 8; 10: 0.00011416
[6 empty] | 12 | 1 | 8: 9; 10: 0.00011416
[6 empty] | 12 | 1 | 8: 10; 10: 0.00011416
[6 empty] | 12 | 1 | 8: 11; 10: 0.00011416
[6 empty] | 12 | 1 | 8: 12; 10: 0.00011416
[6 empty] | 12 | 1 | 8: 13; 10: 0.00011416
[6 empty] | 12 | 1 | 8: 14; 10: 0.00011416
[6 empty] | 12 | 1 | 8: 15; 10: 0.00011416
[6 empty] | 12 | 1 | 8: 16; 10: 0.00011416
[6 empty] | 12 | 1 | 8: 17; 10: 0.00011416
[6 empty] | 12 | 1 | 8: 18; 10: 0.00011416
[6 empty] | 12 | 1 | 8: 19; 10: 0.00011416
[6 empty] | 12 | 1 | 8: 20; 10: 0.00011416
[6 empty] | 12 | 1 | 8: 21; 10: 0.00011416
[6 empty] | 12 | 1 | 8: 22; 10: 0.00011416
[6 empty] | 12 | 1 | 8: 23; 10: 0.00011416

## YEAR
YEAR
| Start year | 2020
| Number of years | 31
Years (timesteps)
| Year Index | Year | Years Active
| 1 | 2015 | 1
| 2 | 2016 | 1
| 3 | 2017 | 1
| 4 | 2018 | 1
| 5 | 2019 | 1
| 6 | 2020 | 1
| 7 | 2021 | 1
| 8 | 2022 | 1
| 9 | 2023 | 1
| 10 | 2024 | 1
| 11 | 2025 | 1
| 12 | 2026 | 1
| 13 | 2027 | 1
| 14 | 2028 | 1
| 15 | 2029 | 1
| 16 | 2030 | 1
| 17 | 2031 | 1
| 18 | 2032 | 1
| 19 | 2033 | 1
| 20 | 2034 | 1
| 21 | 2035 | 1
| 22 | 2036 | 1
| 23 | 2037 | 1
| 24 | 2038 | 1
| 25 | 2039 | 1
| 26 | 2040 | 1
| 27 | 2041 | 1
| 28 | 2042 | 1
| 29 | 2043 | 1
| 30 | 2044 | 1
| 31 | 2045 | 1
| 32 | 2046 | 1
| 33 | 2047 | 1
| 34 | 2048 | 1
| 35 | 2049 | 1
| 36 | 2050 | 1
37

## Demand comparison
| Choose Scenario-> | adb
Last Updated: 2/5/2021 - 3:52:47 PM
| Demand~adb |  | GWh
| Country |  | 2015 | 2017 | 2018 | 2019 | 2020 | 2021 | 2022 | 2023 | 2024 | 2025 | 2026 | 2027 | 2028 | 2029 | 2030 | 2031 | 2032 | 2033 | 2034 | 2035 | 2036 | 2037 | 2038 | 2039 | 2040 | source
0.67287 | DRC | Industry | 260.494 | 260.494 | 260.494 | 260.494 | 260.494 | 467.6136 | 674.7332 | 881.8528 | 1088.9724 | 1296.092 | 1503.2116 | 1710.3312 | 1917.4508 | 2124.5704 | 2331.69 | 2613.7418 | 2895.7935 | 3177.8453 | 3459.8971 | 3741.9488 | 4024.0006 | 4306.0524 | 4588.1041 | 4870.1559 | 5152.2077 | OnSSET
0 | DRC | Commerce | 0 | 0 | 0 | 0 | 0 | 0 | 0 | 0 | 0 | 0 | 0 | 0 | 0 | 0 | 0 | 0 | 0 | 0 | 0 | 0 | 0 | 0 | 0 | 0 | 0 | OnSSET
0.32713 | DRC | Urban | 126.6423 | 126.6423 | 126.6423 | 126.6423 | 126.6423 | 227.524 | 328.4058 | 429.2876 | 530.1694 | 631.0511 | 731.9329 | 832.8147 | 933.6965 | 1034.5782 | 1135.46 | 1273.0344 | 1410.6087 | 1548.1831 | 1685.7574 | 1823.3318 | 1960.9061 | 2098.4805 | 2236.0548 | 2373.6292 | 2511.2035 | OnSSET
0 | DRC | Rural | 0 | 0 | 0 | 0 | 0 | 0 | 0 | 0 | 0 | 0 | 0 | 0 | 0 | 0 | 0 | 0 | 0 | 0 | 0 | 0 | 0 | 0 | 0 | 0 | 0 | OnSSET
| DRC | SentOut | 10499.0352 | 10877.3796 | 11066.5956 | 11255.8116 | 483.9203 | 868.922 | 1253.9238 | 1638.9255 | 2023.9272 | 2408.9289 | 2793.9306 | 3178.9323 | 3563.9341 | 3948.9358 | 4333.9375 | 19874.9508 | 21167.8392 | 22460.7276 | 23753.616 | 25046.5044 | 26339.3928 | 27632.2812 | 28925.1696 | 30218.1456 | 31511.034 | ACEC-Study
0.45538 | DRC | Industry | 3647.4888 | 3776.0856 | 3840.384 | 3904.6824 | 3969.0684 | 4336.2 | 4703.3316 | 5070.4632 | 5437.6824 | 5804.814 | 6171.9456 | 6539.1648 | 6906.2964 | 7273.428 | 7640.5596 | 8300.1 | 8959.6404 | 9619.0932 | 10278.6336 | 10938.174 | 11597.6268 | 12257.1672 | 12916.62 | 13576.1604 | 14235.7008
0.18489 | DRC | Commerce | 1480.9656 | 1751.6496 | 1886.904 | 2022.246 | 2157.588 | 2410.6644 | 2663.8284 | 2916.9048 | 3170.0688 | 3423.2328 | 3676.3092 | 3929.4732 | 4182.6372 | 4435.7136 | 4688.8776 | 5133.0096 | 5577.2292 | 6021.4488 | 6465.6684 | 6909.8004 | 7354.02 | 7798.2396 | 8242.3716 | 8686.5912 | 9130.8108
0.35767 | DRC | Urban | 2864.8704 | 3117.7716 | 3244.1784 | 3370.6728 | 3497.1672 | 3836.7924 | 4176.4176 | 4516.0428 | 4855.7556 | 5195.3808 | 5535.006 | 5874.6312 | 6214.344 | 6553.9692 | 6893.5944 | 7433.9112 | 7974.228 | 8514.5448 | 9054.8616 | 9595.1784 | 10135.4952 | 10675.812 | 11216.1288 | 11756.4456 | 12296.7624
0.0020561 | DRC | Rural | 16.4688 | 17.6076 | 18.2208 | 18.7464 | 19.3596 | 20.586 | 21.9 | 23.214 | 24.528 | 25.7544 | 27.0684 | 28.3824 | 29.6964 | 30.9228 | 32.2368 | 33.9012 | 35.478 | 37.1424 | 38.8068 | 40.3836 | 42.048 | 43.7124 | 45.2892 | 46.9536 | 48.5304
| DRC | SentOut | 10499.0352 | 10877.3796 | 11066.5956 | 11255.8116 | 11445.0276 | 12158.7048 | 12872.4696 | 13586.1468 | 14299.824 | 15013.5012 | 15727.266 | 16440.9432 | 17154.6204 | 17868.2976 | 18581.9748 | 19874.9508 | 21167.8392 | 22460.7276 | 23753.616 | 25046.5044 | 26339.3928 | 27632.2812 | 28925.1696 | 30218.1456 | 31511.034 | ACEC-Study
|  | Total GWh IRENA | 387.1363 | 387.1363 | 387.1363 | 387.1363 | 387.1363 | 695.1376 | 1003.139 | 1311.1404 | 1619.1418 | 1927.1431 | 2235.1445 | 2543.1459 | 2851.1473 | 3159.1486 | 3467.15 | 3886.7761 | 4306.4022 | 4726.0284 | 5145.6545 | 5565.2806 | 5984.9067 | 6404.5328 | 6824.159 | 7243.7851 | 7663.4112 | 0 | 0 | 0 | 0 | 0 | 0 | 0 | 0 | 0 | 0 | 0
|  | GWh in TEMBA | 7266.0056 | 8732.863 | 10464.7232 | 12196.5834 | 13928.4437 | 14996.6135 | 16144.8499 | 17379.4362 | 18707.1023 | 20135.0919 | 21663.807 | 23308.4083 | 25078.0838 | 26982.7879 | 29033.1773 | 31720.4269 | 34623.7516 | 37762.8418 | 41158.6557 | 43289.2765 | 46901.7798 | 50817.3559 | 55061.2401 | 59660.6687 | 64645.19 | 68964.1718 | 73572.3151 | 78488.8107 | 83734.1133 | 89330.078 | 95296.7698 | 101662.3126 | 108453.3467 | 115698.3191 | 123427.5877 | 128661.0435 | 134116.7525 | 139804.333 | 145733.8558 | 151915.7786 | 158360.8354 | 165080.152 | 172085.3849 | 179388.6274 | 187002.4714 | 192947.0795 | 199080.9958 | 205409.899 | 211939.5668 | 218675.98 | 225625.4691 | 232794.5269 | 240189.6267 | 247817.3774 | 255684.644
|  | PJ IRENA | 1.3937 | 1.3937 | 1.3937 | 1.3937 | 1.3937 | 2.5025 | 3.6113 | 4.7201 | 5.8289 | 6.9377 | 8.0465 | 9.1553 | 10.2641 | 11.3729 | 12.4817 | 13.9924 | 15.503 | 17.0137 | 18.5244 | 20.035 | 21.5457 | 23.0563 | 24.567 | 26.0776 | 27.5883
|  | PJ TEMBA | 26.1576 | 31.4383 | 37.673 | 43.9077 | 50.1424 | 53.9878 | 58.1215 | 62.566 | 67.3456 | 72.4863 | 77.9897 | 83.9103 | 90.2811 | 97.138 | 104.5194 | 114.1935 | 124.6455 | 135.9462 | 148.1712 | 155.8414 | 168.8464 | 182.9425 | 198.2205 | 214.7784 | 232.7227
|  | GW | 0.088387 | 0.088387 | 0.088387 | 0.088387 | 0.088387 | 0.15871 | 0.22903 | 0.29935 | 0.36967 | 0.43999 | 0.51031 | 0.58063 | 0.65095 | 0.72127 | 0.79159 | 0.88739 | 0.9832 | 1.079 | 1.1748 | 1.2706 | 1.3664 | 1.4622 | 1.558 | 1.6538 | 1.7496
|  |  | 1.6589 | 1.9938 | 2.3892 | 2.7846 | 3.18 | 3.4239 | 3.686 | 3.9679 | 4.271 | 4.5971 | 4.9461 | 5.3216 | 5.7256 | 6.1605 | 6.6286 | 7.2421 | 7.905 | 8.6217 | 9.397 | 9.8834 | 10.7082 | 11.6021 | 12.5711 | 13.6212 | 14.7592
7266 GWh in 2015 matches the World Bank Report "Increasing access to electricity in the Democratic Republic of Congo Opportunities and challenges), same report says electricity consumption increased to this from 4533 in 2000
This is a growth rate of 3%
Average growth in GDP/capita 1.5%
World Bank Report "Increasing access to electricity in the Democratic Republic of Congo Opportunities and challenges
|  |  | Industry 55%, Res 35%, commerce 10% |  |  |  | Source IEA in WB report
|  |  | Industry and residential consumption growing rapidly, but commercial declining | [6 empty] | Source IEA in WB report
Formal mining is mainly located in the provinces of Kasai Central and Kasai Oriental, in the Haut-Katanga and Lualaba, but also in the North-Eastern regions of Haut-Uele and Ituri (Map 2).
Industries such as food processing, textiles, metallurgy and the light chemical industry located around large cities such as Kinshasa, consumes only a small amount of electricity. As does industry linked to raw material deposits, such as limestone for cement works.
Average annual demand per capita in Kinshasa is estimated at around 380 kWh, compared
with around 330 kWh in Southern cities and 290 kWh in Eastern cities.
The total current demand from mines is estimated at around 7,000 GWh in 2018 and is projected to grow to around 11,000 GWh by 2030, or a CAGR of 4%
Power injected into the network is currently limited to about 500 MW, whereas peak demand is estimated at 1000 MW9. To cope with this deficit, SNEL10 conducts a daily load shedding program and triggers overloaded equipment (Figure 3).
In addition, 60% of firms own a generator, due to unreliable electricity, compared with an average of 43% in the rest of sub-Saharan Africa. Most firms, as well as high to medium income residential consumers, have to invest in expensive back-up generators, usually fueled with diesel or gasoline, which adds significant costs to businesses.
In addition to the power plants operated by SNEL, around 150 MW of hydroelectric and thermal power plants are operated by private operators, such as Virunga in Matebe, Hydroforce in Mbuji-Mayi, EDC in Tshikapa, SINELAC in Bukavu, or Randgold in Kibali.
Demand was estimated at 10,000 GWh in 2017 and is expected to grow to 28,000 GWh by 2030. The mining sector accounts for a large share of this demand, which is expected to reach 11,000 GWh by 2030.
for start for each region,
split commerce according to urban population in each centre
split industry between south and east 50/50
Res split according to urban population |  |  | GWh 2017: see world bank comments above
Can I assume all gas and diesel gensets, ie thermal power plants owned by private operators? OR should I ignore these grids for now?

## Demand
Demand | SpecifiedAnnualDemand Inputs into Model |  |  | {r in REGION, f in FUEL, y in YEAR} |  |  |  | PJ
| Region | Sector | Demand in model | 2020 | 2021 | 2022 | 2023 | 2024 | 2025 | 2026 | 2027 | 2028 | 2029 | 2030 | 2031 | 2032 | 2033 | 2034 | 2035 | 2036 | 2037 | 2038 | 2039 | 2040 | 2041 | 2042 | 2043 | 2044 | 2045 | 2046 | 2047 | 2048 | 2049 | 2050
| D3 | Household | D3RES | 0.93778 | 1.6834 | 2.429 | 3.1747 | 3.9203 | 4.6659 | 5.4116 | 6.1572 | 6.9028 | 7.6485 | 8.3941 | 9.4095 | 10.4249 | 11.4402 | 12.4556 | 13.471 | 14.4864 | 15.5018 | 16.5172 | 17.5326 | 18.5479 | 19.472 | 20.3961 | 21.3202 | 22.2443 | 23.1683 | 24.0924 | 25.0165 | 25.9406 | 26.8646 | 27.7887
| D3 | Industry | D3IND | 0 | 0 | 0 | 0 | 0 | 0 | 0 | 0 | 0 | 0 | 0 | 0 | 0 | 0 | 0 | 0 | 0 | 0 | 0 | 0 | 0 | 0 | 0 | 0 | 0 | 0 | 0 | 0 | 0 | 0 | 0
| D3 | Other | D3OTH | 0.45591 | 0.81909 | 1.1823 | 1.5454 | 1.9086 | 2.2718 | 2.635 | 2.9981 | 3.3613 | 3.7245 | 4.0877 | 4.5829 | 5.0782 | 5.5735 | 6.0687 | 6.564 | 7.0593 | 7.5545 | 8.0498 | 8.5451 | 9.0403 | 9.4914 | 9.9424 | 10.3934 | 10.8444 | 11.2955 | 11.7465 | 12.1975 | 12.6485 | 13.0996 | 13.5506

## EmissionActivityRatio
TECHNOLOGY | EMISSION | MODEOFOPERATION | 2015 | 2016 | 2017 | 2018 | 2019 | 2020 | 2021 | 2022 | 2023 | 2024 | 2025 | 2026 | 2027 | 2028 | 2029 | 2030 | 2031 | 2032 | 2033 | 2034 | 2035 | 2036 | 2037 | 2038 | 2039 | 2040 | 2041 | 2042 | 2043 | 2044 | 2045 | 2046 | 2047 | 2048 | 2049 | 2050 | 2051 | 2052 | 2053 | 2054 | 2055 | 2056 | 2057 | 2058 | 2059 | 2060 | 2061 | 2062 | 2063 | 2064 | 2065 | 2066 | 2067 | 2068 | 2069 | 2070
In default at the moment

## Emissions
EMISSION | EmissionsPenalty
CO2 | 0
N02 | 0

## Demand profile
| Wating for real input from Gregory |  |  |  | PUT IN FAKE VALUES
Repeats | Region | Demand Sector | Demand TS name
1 | DR | D3RES |  | [DRC,D3RES,*,*] : | 2020 | 2021 | 2022 | 2023 | 2024 | 2025 | 2026 | 2027 | 2028 | 2029 | 2030 | 2031 | 2032 | 2033 | 2034 | 2035 | 2036 | 2037 | 2038 | 2039 | 2040 | 2041 | 2042 | 2043 | 2044 | 2045 | 2046 | 2047 | 2048 | 2049 | 2050 :=
1 | DR | D3RES | TS01 | TS01 | 0.03339 | 0.03339 | 0.03339 | 0.03339 | 0.03339 | 0.03339 | 0.03339 | 0.03339 | 0.03339 | 0.03339 | 0.03339 | 0.03339 | 0.03339 | 0.03339 | 0.03339 | 0.03339 | 0.03339 | 0.03339 | 0.03339 | 0.03339 | 0.03339 | 0.03339 | 0.03339 | 0.03339 | 0.03339 | 0.03339 | 0.03339 | 0.03339 | 0.03339 | 0.03339 | 0.03339
1 | DR | D3RES | TS02 | TS02 | 0.01016 | 0.01016 | 0.01016 | 0.01016 | 0.01016 | 0.01016 | 0.01016 | 0.01016 | 0.01016 | 0.01016 | 0.01016 | 0.01016 | 0.01016 | 0.01016 | 0.01016 | 0.01016 | 0.01016 | 0.01016 | 0.01016 | 0.01016 | 0.01016 | 0.01016 | 0.01016 | 0.01016 | 0.01016 | 0.01016 | 0.01016 | 0.01016 | 0.01016 | 0.01016 | 0.01016
1 | DR | D3RES | TS03 | TS03 | 0.01426 | 0.01426 | 0.01426 | 0.01426 | 0.01426 | 0.01426 | 0.01426 | 0.01426 | 0.01426 | 0.01426 | 0.01426 | 0.01426 | 0.01426 | 0.01426 | 0.01426 | 0.01426 | 0.01426 | 0.01426 | 0.01426 | 0.01426 | 0.01426 | 0.01426 | 0.01426 | 0.01426 | 0.01426 | 0.01426 | 0.01426 | 0.01426 | 0.01426 | 0.01426 | 0.01426
1 | DR | D3RES | TS04 | TS04 | 0.01651 | 0.01651 | 0.01651 | 0.01651 | 0.01651 | 0.01651 | 0.01651 | 0.01651 | 0.01651 | 0.01651 | 0.01651 | 0.01651 | 0.01651 | 0.01651 | 0.01651 | 0.01651 | 0.01651 | 0.01651 | 0.01651 | 0.01651 | 0.01651 | 0.01651 | 0.01651 | 0.01651 | 0.01651 | 0.01651 | 0.01651 | 0.01651 | 0.01651 | 0.01651 | 0.01651
1 | DR | D3RES | TS05 | TS05 | 0.03559 | 0.03559 | 0.03559 | 0.03559 | 0.03559 | 0.03559 | 0.03559 | 0.03559 | 0.03559 | 0.03559 | 0.03559 | 0.03559 | 0.03559 | 0.03559 | 0.03559 | 0.03559 | 0.03559 | 0.03559 | 0.03559 | 0.03559 | 0.03559 | 0.03559 | 0.03559 | 0.03559 | 0.03559 | 0.03559 | 0.03559 | 0.03559 | 0.03559 | 0.03559 | 0.03559
1 | DR | D3RES | TS06 | TS06 | 0.02478 | 0.02478 | 0.02478 | 0.02478 | 0.02478 | 0.02478 | 0.02478 | 0.02478 | 0.02478 | 0.02478 | 0.02478 | 0.02478 | 0.02478 | 0.02478 | 0.02478 | 0.02478 | 0.02478 | 0.02478 | 0.02478 | 0.02478 | 0.02478 | 0.02478 | 0.02478 | 0.02478 | 0.02478 | 0.02478 | 0.02478 | 0.02478 | 0.02478 | 0.02478 | 0.02478
1 | DR | D3RES | TS07 | TS07 | 0.02312 | 0.02312 | 0.02312 | 0.02312 | 0.02312 | 0.02312 | 0.02312 | 0.02312 | 0.02312 | 0.02312 | 0.02312 | 0.02312 | 0.02312 | 0.02312 | 0.02312 | 0.02312 | 0.02312 | 0.02312 | 0.02312 | 0.02312 | 0.02312 | 0.02312 | 0.02312 | 0.02312 | 0.02312 | 0.02312 | 0.02312 | 0.02312 | 0.02312 | 0.02312 | 0.02312
1 | DR | D3RES | TS08 | TS08 | 0.04408 | 0.04408 | 0.04408 | 0.04408 | 0.04408 | 0.04408 | 0.04408 | 0.04408 | 0.04408 | 0.04408 | 0.04408 | 0.04408 | 0.04408 | 0.04408 | 0.04408 | 0.04408 | 0.04408 | 0.04408 | 0.04408 | 0.04408 | 0.04408 | 0.04408 | 0.04408 | 0.04408 | 0.04408 | 0.04408 | 0.04408 | 0.04408 | 0.04408 | 0.04408 | 0.04408
1 | DR | D3RES | TS09 | TS09 | 0.04234 | 0.04234 | 0.04234 | 0.04234 | 0.04234 | 0.04234 | 0.04234 | 0.04234 | 0.04234 | 0.04234 | 0.04234 | 0.04234 | 0.04234 | 0.04234 | 0.04234 | 0.04234 | 0.04234 | 0.04234 | 0.04234 | 0.04234 | 0.04234 | 0.04234 | 0.04234 | 0.04234 | 0.04234 | 0.04234 | 0.04234 | 0.04234 | 0.04234 | 0.04234 | 0.04234
1 | DR | D3RES | TS10 | TS10 | 0.01577 | 0.01577 | 0.01577 | 0.01577 | 0.01577 | 0.01577 | 0.01577 | 0.01577 | 0.01577 | 0.01577 | 0.01577 | 0.01577 | 0.01577 | 0.01577 | 0.01577 | 0.01577 | 0.01577 | 0.01577 | 0.01577 | 0.01577 | 0.01577 | 0.01577 | 0.01577 | 0.01577 | 0.01577 | 0.01577 | 0.01577 | 0.01577 | 0.01577 | 0.01577 | 0.01577
1 | DR | D3RES | TS11 | TS11 | 0.02308 | 0.02308 | 0.02308 | 0.02308 | 0.02308 | 0.02308 | 0.02308 | 0.02308 | 0.02308 | 0.02308 | 0.02308 | 0.02308 | 0.02308 | 0.02308 | 0.02308 | 0.02308 | 0.02308 | 0.02308 | 0.02308 | 0.02308 | 0.02308 | 0.02308 | 0.02308 | 0.02308 | 0.02308 | 0.02308 | 0.02308 | 0.02308 | 0.02308 | 0.02308 | 0.02308
1 | DR | D3RES | TS12 | TS12 | 0.01013 | 0.01013 | 0.01013 | 0.01013 | 0.01013 | 0.01013 | 0.01013 | 0.01013 | 0.01013 | 0.01013 | 0.01013 | 0.01013 | 0.01013 | 0.01013 | 0.01013 | 0.01013 | 0.01013 | 0.01013 | 0.01013 | 0.01013 | 0.01013 | 0.01013 | 0.01013 | 0.01013 | 0.01013 | 0.01013 | 0.01013 | 0.01013 | 0.01013 | 0.01013 | 0.01013
1 | DR | D3RES | TS13 | TS13 | 0.01406 | 0.01406 | 0.01406 | 0.01406 | 0.01406 | 0.01406 | 0.01406 | 0.01406 | 0.01406 | 0.01406 | 0.01406 | 0.01406 | 0.01406 | 0.01406 | 0.01406 | 0.01406 | 0.01406 | 0.01406 | 0.01406 | 0.01406 | 0.01406 | 0.01406 | 0.01406 | 0.01406 | 0.01406 | 0.01406 | 0.01406 | 0.01406 | 0.01406 | 0.01406 | 0.01406
1 | DR | D3RES | TS14 | TS14 | 0.01625 | 0.01625 | 0.01625 | 0.01625 | 0.01625 | 0.01625 | 0.01625 | 0.01625 | 0.01625 | 0.01625 | 0.01625 | 0.01625 | 0.01625 | 0.01625 | 0.01625 | 0.01625 | 0.01625 | 0.01625 | 0.01625 | 0.01625 | 0.01625 | 0.01625 | 0.01625 | 0.01625 | 0.01625 | 0.01625 | 0.01625 | 0.01625 | 0.01625 | 0.01625 | 0.01625
1 | DR | D3RES | TS15 | TS15 | 0.03504 | 0.03504 | 0.03504 | 0.03504 | 0.03504 | 0.03504 | 0.03504 | 0.03504 | 0.03504 | 0.03504 | 0.03504 | 0.03504 | 0.03504 | 0.03504 | 0.03504 | 0.03504 | 0.03504 | 0.03504 | 0.03504 | 0.03504 | 0.03504 | 0.03504 | 0.03504 | 0.03504 | 0.03504 | 0.03504 | 0.03504 | 0.03504 | 0.03504 | 0.03504 | 0.03504
1 | DR | D3RES | TS16 | TS16 | 0.02455 | 0.02455 | 0.02455 | 0.02455 | 0.02455 | 0.02455 | 0.02455 | 0.02455 | 0.02455 | 0.02455 | 0.02455 | 0.02455 | 0.02455 | 0.02455 | 0.02455 | 0.02455 | 0.02455 | 0.02455 | 0.02455 | 0.02455 | 0.02455 | 0.02455 | 0.02455 | 0.02455 | 0.02455 | 0.02455 | 0.02455 | 0.02455 | 0.02455 | 0.02455 | 0.02455
1 | DR | D3RES | TS17 | TS17 | 0.02277 | 0.02277 | 0.02277 | 0.02277 | 0.02277 | 0.02277 | 0.02277 | 0.02277 | 0.02277 | 0.02277 | 0.02277 | 0.02277 | 0.02277 | 0.02277 | 0.02277 | 0.02277 | 0.02277 | 0.02277 | 0.02277 | 0.02277 | 0.02277 | 0.02277 | 0.02277 | 0.02277 | 0.02277 | 0.02277 | 0.02277 | 0.02277 | 0.02277 | 0.02277 | 0.02277
1 | DR | D3RES | TS18 | TS18 | 0.04313 | 0.04313 | 0.04313 | 0.04313 | 0.04313 | 0.04313 | 0.04313 | 0.04313 | 0.04313 | 0.04313 | 0.04313 | 0.04313 | 0.04313 | 0.04313 | 0.04313 | 0.04313 | 0.04313 | 0.04313 | 0.04313 | 0.04313 | 0.04313 | 0.04313 | 0.04313 | 0.04313 | 0.04313 | 0.04313 | 0.04313 | 0.04313 | 0.04313 | 0.04313 | 0.04313
1 | DR | D3RES | TS19 | TS19 | 0.0415 | 0.0415 | 0.0415 | 0.0415 | 0.0415 | 0.0415 | 0.0415 | 0.0415 | 0.0415 | 0.0415 | 0.0415 | 0.0415 | 0.0415 | 0.0415 | 0.0415 | 0.0415 | 0.0415 | 0.0415 | 0.0415 | 0.0415 | 0.0415 | 0.0415 | 0.0415 | 0.0415 | 0.0415 | 0.0415 | 0.0415 | 0.0415 | 0.0415 | 0.0415 | 0.0415
1 | DR | D3RES | TS20 | TS20 | 0.0156 | 0.0156 | 0.0156 | 0.0156 | 0.0156 | 0.0156 | 0.0156 | 0.0156 | 0.0156 | 0.0156 | 0.0156 | 0.0156 | 0.0156 | 0.0156 | 0.0156 | 0.0156 | 0.0156 | 0.0156 | 0.0156 | 0.0156 | 0.0156 | 0.0156 | 0.0156 | 0.0156 | 0.0156 | 0.0156 | 0.0156 | 0.0156 | 0.0156 | 0.0156 | 0.0156
1 | DR | D3RES | TS21 | TS21 | 0.0234 | 0.0234 | 0.0234 | 0.0234 | 0.0234 | 0.0234 | 0.0234 | 0.0234 | 0.0234 | 0.0234 | 0.0234 | 0.0234 | 0.0234 | 0.0234 | 0.0234 | 0.0234 | 0.0234 | 0.0234 | 0.0234 | 0.0234 | 0.0234 | 0.0234 | 0.0234 | 0.0234 | 0.0234 | 0.0234 | 0.0234 | 0.0234 | 0.0234 | 0.0234 | 0.0234
1 | DR | D3RES | TS22 | TS22 | 0.01021 | 0.01021 | 0.01021 | 0.01021 | 0.01021 | 0.01021 | 0.01021 | 0.01021 | 0.01021 | 0.01021 | 0.01021 | 0.01021 | 0.01021 | 0.01021 | 0.01021 | 0.01021 | 0.01021 | 0.01021 | 0.01021 | 0.01021 | 0.01021 | 0.01021 | 0.01021 | 0.01021 | 0.01021 | 0.01021 | 0.01021 | 0.01021 | 0.01021 | 0.01021 | 0.01021
1 | DR | D3RES | TS23 | TS23 | 0.01417 | 0.01417 | 0.01417 | 0.01417 | 0.01417 | 0.01417 | 0.01417 | 0.01417 | 0.01417 | 0.01417 | 0.01417 | 0.01417 | 0.01417 | 0.01417 | 0.01417 | 0.01417 | 0.01417 | 0.01417 | 0.01417 | 0.01417 | 0.01417 | 0.01417 | 0.01417 | 0.01417 | 0.01417 | 0.01417 | 0.01417 | 0.01417 | 0.01417 | 0.01417 | 0.01417
1 | DR | D3RES | TS24 | TS24 | 0.01665 | 0.01665 | 0.01665 | 0.01665 | 0.01665 | 0.01665 | 0.01665 | 0.01665 | 0.01665 | 0.01665 | 0.01665 | 0.01665 | 0.01665 | 0.01665 | 0.01665 | 0.01665 | 0.01665 | 0.01665 | 0.01665 | 0.01665 | 0.01665 | 0.01665 | 0.01665 | 0.01665 | 0.01665 | 0.01665 | 0.01665 | 0.01665 | 0.01665 | 0.01665 | 0.01665
1 | DR | D3RES | TS25 | TS25 | 0.03544 | 0.03544 | 0.03544 | 0.03544 | 0.03544 | 0.03544 | 0.03544 | 0.03544 | 0.03544 | 0.03544 | 0.03544 | 0.03544 | 0.03544 | 0.03544 | 0.03544 | 0.03544 | 0.03544 | 0.03544 | 0.03544 | 0.03544 | 0.03544 | 0.03544 | 0.03544 | 0.03544 | 0.03544 | 0.03544 | 0.03544 | 0.03544 | 0.03544 | 0.03544 | 0.03544
1 | DR | D3RES | TS26 | TS26 | 0.0248 | 0.0248 | 0.0248 | 0.0248 | 0.0248 | 0.0248 | 0.0248 | 0.0248 | 0.0248 | 0.0248 | 0.0248 | 0.0248 | 0.0248 | 0.0248 | 0.0248 | 0.0248 | 0.0248 | 0.0248 | 0.0248 | 0.0248 | 0.0248 | 0.0248 | 0.0248 | 0.0248 | 0.0248 | 0.0248 | 0.0248 | 0.0248 | 0.0248 | 0.0248 | 0.0248
1 | DR | D3RES | TS27 | TS27 | 0.02286 | 0.02286 | 0.02286 | 0.02286 | 0.02286 | 0.02286 | 0.02286 | 0.02286 | 0.02286 | 0.02286 | 0.02286 | 0.02286 | 0.02286 | 0.02286 | 0.02286 | 0.02286 | 0.02286 | 0.02286 | 0.02286 | 0.02286 | 0.02286 | 0.02286 | 0.02286 | 0.02286 | 0.02286 | 0.02286 | 0.02286 | 0.02286 | 0.02286 | 0.02286 | 0.02286
1 | DR | D3RES | TS28 | TS28 | 0.04367 | 0.04367 | 0.04367 | 0.04367 | 0.04367 | 0.04367 | 0.04367 | 0.04367 | 0.04367 | 0.04367 | 0.04367 | 0.04367 | 0.04367 | 0.04367 | 0.04367 | 0.04367 | 0.04367 | 0.04367 | 0.04367 | 0.04367 | 0.04367 | 0.04367 | 0.04367 | 0.04367 | 0.04367 | 0.04367 | 0.04367 | 0.04367 | 0.04367 | 0.04367 | 0.04367
1 | DR | D3RES | TS29 | TS29 | 0.04242 | 0.04242 | 0.04242 | 0.04242 | 0.04242 | 0.04242 | 0.04242 | 0.04242 | 0.04242 | 0.04242 | 0.04242 | 0.04242 | 0.04242 | 0.04242 | 0.04242 | 0.04242 | 0.04242 | 0.04242 | 0.04242 | 0.04242 | 0.04242 | 0.04242 | 0.04242 | 0.04242 | 0.04242 | 0.04242 | 0.04242 | 0.04242 | 0.04242 | 0.04242 | 0.04242
1 | DR | D3RES | TS30 | TS30 | 0.01585 | 0.01585 | 0.01585 | 0.01585 | 0.01585 | 0.01585 | 0.01585 | 0.01585 | 0.01585 | 0.01585 | 0.01585 | 0.01585 | 0.01585 | 0.01585 | 0.01585 | 0.01585 | 0.01585 | 0.01585 | 0.01585 | 0.01585 | 0.01585 | 0.01585 | 0.01585 | 0.01585 | 0.01585 | 0.01585 | 0.01585 | 0.01585 | 0.01585 | 0.01585 | 0.01585
1 | DR | D3RES | TS31 | TS31 | 0.02284 | 0.02284 | 0.02284 | 0.02284 | 0.02284 | 0.02284 | 0.02284 | 0.02284 | 0.02284 | 0.02284 | 0.02284 | 0.02284 | 0.02284 | 0.02284 | 0.02284 | 0.02284 | 0.02284 | 0.02284 | 0.02284 | 0.02284 | 0.02284 | 0.02284 | 0.02284 | 0.02284 | 0.02284 | 0.02284 | 0.02284 | 0.02284 | 0.02284 | 0.02284 | 0.02284
1 | DR | D3RES | TS32 | TS32 | 0.00999 | 0.00999 | 0.00999 | 0.00999 | 0.00999 | 0.00999 | 0.00999 | 0.00999 | 0.00999 | 0.00999 | 0.00999 | 0.00999 | 0.00999 | 0.00999 | 0.00999 | 0.00999 | 0.00999 | 0.00999 | 0.00999 | 0.00999 | 0.00999 | 0.00999 | 0.00999 | 0.00999 | 0.00999 | 0.00999 | 0.00999 | 0.00999 | 0.00999 | 0.00999 | 0.00999
1 | DR | D3RES | TS33 | TS33 | 0.01394 | 0.01394 | 0.01394 | 0.01394 | 0.01394 | 0.01394 | 0.01394 | 0.01394 | 0.01394 | 0.01394 | 0.01394 | 0.01394 | 0.01394 | 0.01394 | 0.01394 | 0.01394 | 0.01394 | 0.01394 | 0.01394 | 0.01394 | 0.01394 | 0.01394 | 0.01394 | 0.01394 | 0.01394 | 0.01394 | 0.01394 | 0.01394 | 0.01394 | 0.01394 | 0.01394
1 | DR | D3RES | TS34 | TS34 | 0.01625 | 0.01625 | 0.01625 | 0.01625 | 0.01625 | 0.01625 | 0.01625 | 0.01625 | 0.01625 | 0.01625 | 0.01625 | 0.01625 | 0.01625 | 0.01625 | 0.01625 | 0.01625 | 0.01625 | 0.01625 | 0.01625 | 0.01625 | 0.01625 | 0.01625 | 0.01625 | 0.01625 | 0.01625 | 0.01625 | 0.01625 | 0.01625 | 0.01625 | 0.01625 | 0.01625
1 | DR | D3RES | TS35 | TS35 | 0.03488 | 0.03488 | 0.03488 | 0.03488 | 0.03488 | 0.03488 | 0.03488 | 0.03488 | 0.03488 | 0.03488 | 0.03488 | 0.03488 | 0.03488 | 0.03488 | 0.03488 | 0.03488 | 0.03488 | 0.03488 | 0.03488 | 0.03488 | 0.03488 | 0.03488 | 0.03488 | 0.03488 | 0.03488 | 0.03488 | 0.03488 | 0.03488 | 0.03488 | 0.03488 | 0.03488
1 | DR | D3RES | TS36 | TS36 | 0.02454 | 0.02454 | 0.02454 | 0.02454 | 0.02454 | 0.02454 | 0.02454 | 0.02454 | 0.02454 | 0.02454 | 0.02454 | 0.02454 | 0.02454 | 0.02454 | 0.02454 | 0.02454 | 0.02454 | 0.02454 | 0.02454 | 0.02454 | 0.02454 | 0.02454 | 0.02454 | 0.02454 | 0.02454 | 0.02454 | 0.02454 | 0.02454 | 0.02454 | 0.02454 | 0.02454
1 | DR | D3RES | TS37 | TS37 | 0.02255 | 0.02255 | 0.02255 | 0.02255 | 0.02255 | 0.02255 | 0.02255 | 0.02255 | 0.02255 | 0.02255 | 0.02255 | 0.02255 | 0.02255 | 0.02255 | 0.02255 | 0.02255 | 0.02255 | 0.02255 | 0.02255 | 0.02255 | 0.02255 | 0.02255 | 0.02255 | 0.02255 | 0.02255 | 0.02255 | 0.02255 | 0.02255 | 0.02255 | 0.02255 | 0.02255
1 | DR | D3RES | TS38 | TS38 | 0.04258 | 0.04258 | 0.04258 | 0.04258 | 0.04258 | 0.04258 | 0.04258 | 0.04258 | 0.04258 | 0.04258 | 0.04258 | 0.04258 | 0.04258 | 0.04258 | 0.04258 | 0.04258 | 0.04258 | 0.04258 | 0.04258 | 0.04258 | 0.04258 | 0.04258 | 0.04258 | 0.04258 | 0.04258 | 0.04258 | 0.04258 | 0.04258 | 0.04258 | 0.04258 | 0.04258
1 | DR | D3RES | TS39 | TS39 | 0.04131 | 0.04131 | 0.04131 | 0.04131 | 0.04131 | 0.04131 | 0.04131 | 0.04131 | 0.04131 | 0.04131 | 0.04131 | 0.04131 | 0.04131 | 0.04131 | 0.04131 | 0.04131 | 0.04131 | 0.04131 | 0.04131 | 0.04131 | 0.04131 | 0.04131 | 0.04131 | 0.04131 | 0.04131 | 0.04131 | 0.04131 | 0.04131 | 0.04131 | 0.04131 | 0.04131
1 | DR | D3RES | TS40 | TS40 | 0.01554 | 0.01554 | 0.01554 | 0.01554 | 0.01554 | 0.01554 | 0.01554 | 0.01554 | 0.01554 | 0.01554 | 0.01554 | 0.01554 | 0.01554 | 0.01554 | 0.01554 | 0.01554 | 0.01554 | 0.01554 | 0.01554 | 0.01554 | 0.01554 | 0.01554 | 0.01554 | 0.01554 | 0.01554 | 0.01554 | 0.01554 | 0.01554 | 0.01554 | 0.01554 | 0.01554
2 | DR | D3IND |  | [DRC,D3IND,*,*] : | 2020 | 2021 | 2022 | 2023 | 2024 | 2025 | 2026 | 2027 | 2028 | 2029 | 2030 | 2031 | 2032 | 2033 | 2034 | 2035 | 2036 | 2037 | 2038 | 2039 | 2040 | 2041 | 2042 | 2043 | 2044 | 2045 | 2046 | 2047 | 2048 | 2049 | 2050 :=
2 | DR | D3IND | TS01 | TS01 | 0.06305 | 0.06305 | 0.06305 | 0.06305 | 0.06305 | 0.06305 | 0.06305 | 0.06305 | 0.06305 | 0.06305 | 0.06305 | 0.06305 | 0.06305 | 0.06305 | 0.06305 | 0.06305 | 0.06305 | 0.06305 | 0.06305 | 0.06305 | 0.06305 | 0.06305 | 0.06305 | 0.06305 | 0.06305 | 0.06305 | 0.06305 | 0.06305 | 0.06305 | 0.06305 | 0.06305
2 | DR | D3IND | TS02 | TS02 | 0.021 | 0.021 | 0.021 | 0.021 | 0.021 | 0.021 | 0.021 | 0.021 | 0.021 | 0.021 | 0.021 | 0.021 | 0.021 | 0.021 | 0.021 | 0.021 | 0.021 | 0.021 | 0.021 | 0.021 | 0.021 | 0.021 | 0.021 | 0.021 | 0.021 | 0.021 | 0.021 | 0.021 | 0.021 | 0.021 | 0.021
2 | DR | D3IND | TS03 | TS03 | 0.021 | 0.021 | 0.021 | 0.021 | 0.021 | 0.021 | 0.021 | 0.021 | 0.021 | 0.021 | 0.021 | 0.021 | 0.021 | 0.021 | 0.021 | 0.021 | 0.021 | 0.021 | 0.021 | 0.021 | 0.021 | 0.021 | 0.021 | 0.021 | 0.021 | 0.021 | 0.021 | 0.021 | 0.021 | 0.021 | 0.021
2 | DR | D3IND | TS04 | TS04 | 0.021 | 0.021 | 0.021 | 0.021 | 0.021 | 0.021 | 0.021 | 0.021 | 0.021 | 0.021 | 0.021 | 0.021 | 0.021 | 0.021 | 0.021 | 0.021 | 0.021 | 0.021 | 0.021 | 0.021 | 0.021 | 0.021 | 0.021 | 0.021 | 0.021 | 0.021 | 0.021 | 0.021 | 0.021 | 0.021 | 0.021
2 | DR | D3IND | TS05 | TS05 | 0.021 | 0.021 | 0.021 | 0.021 | 0.021 | 0.021 | 0.021 | 0.021 | 0.021 | 0.021 | 0.021 | 0.021 | 0.021 | 0.021 | 0.021 | 0.021 | 0.021 | 0.021 | 0.021 | 0.021 | 0.021 | 0.021 | 0.021 | 0.021 | 0.021 | 0.021 | 0.021 | 0.021 | 0.021 | 0.021 | 0.021
2 | DR | D3IND | TS06 | TS06 | 0.021 | 0.021 | 0.021 | 0.021 | 0.021 | 0.021 | 0.021 | 0.021 | 0.021 | 0.021 | 0.021 | 0.021 | 0.021 | 0.021 | 0.021 | 0.021 | 0.021 | 0.021 | 0.021 | 0.021 | 0.021 | 0.021 | 0.021 | 0.021 | 0.021 | 0.021 | 0.021 | 0.021 | 0.021 | 0.021 | 0.021
2 | DR | D3IND | TS07 | TS07 | 0.021 | 0.021 | 0.021 | 0.021 | 0.021 | 0.021 | 0.021 | 0.021 | 0.021 | 0.021 | 0.021 | 0.021 | 0.021 | 0.021 | 0.021 | 0.021 | 0.021 | 0.021 | 0.021 | 0.021 | 0.021 | 0.021 | 0.021 | 0.021 | 0.021 | 0.021 | 0.021 | 0.021 | 0.021 | 0.021 | 0.021
2 | DR | D3IND | TS08 | TS08 | 0.021 | 0.021 | 0.021 | 0.021 | 0.021 | 0.021 | 0.021 | 0.021 | 0.021 | 0.021 | 0.021 | 0.021 | 0.021 | 0.021 | 0.021 | 0.021 | 0.021 | 0.021 | 0.021 | 0.021 | 0.021 | 0.021 | 0.021 | 0.021 | 0.021 | 0.021 | 0.021 | 0.021 | 0.021 | 0.021 | 0.021
2 | DR | D3IND | TS09 | TS09 | 0.021 | 0.021 | 0.021 | 0.021 | 0.021 | 0.021 | 0.021 | 0.021 | 0.021 | 0.021 | 0.021 | 0.021 | 0.021 | 0.021 | 0.021 | 0.021 | 0.021 | 0.021 | 0.021 | 0.021 | 0.021 | 0.021 | 0.021 | 0.021 | 0.021 | 0.021 | 0.021 | 0.021 | 0.021 | 0.021 | 0.021
2 | DR | D3IND | TS10 | TS10 | 0.021 | 0.021 | 0.021 | 0.021 | 0.021 | 0.021 | 0.021 | 0.021 | 0.021 | 0.021 | 0.021 | 0.021 | 0.021 | 0.021 | 0.021 | 0.021 | 0.021 | 0.021 | 0.021 | 0.021 | 0.021 | 0.021 | 0.021 | 0.021 | 0.021 | 0.021 | 0.021 | 0.021 | 0.021 | 0.021 | 0.021
2 | DR | D3IND | TS11 | TS11 | 0.06233 | 0.06233 | 0.06233 | 0.06233 | 0.06233 | 0.06233 | 0.06233 | 0.06233 | 0.06233 | 0.06233 | 0.06233 | 0.06233 | 0.06233 | 0.06233 | 0.06233 | 0.06233 | 0.06233 | 0.06233 | 0.06233 | 0.06233 | 0.06233 | 0.06233 | 0.06233 | 0.06233 | 0.06233 | 0.06233 | 0.06233 | 0.06233 | 0.06233 | 0.06233 | 0.06233
2 | DR | D3IND | TS12 | TS12 | 0.02078 | 0.02078 | 0.02078 | 0.02078 | 0.02078 | 0.02078 | 0.02078 | 0.02078 | 0.02078 | 0.02078 | 0.02078 | 0.02078 | 0.02078 | 0.02078 | 0.02078 | 0.02078 | 0.02078 | 0.02078 | 0.02078 | 0.02078 | 0.02078 | 0.02078 | 0.02078 | 0.02078 | 0.02078 | 0.02078 | 0.02078 | 0.02078 | 0.02078 | 0.02078 | 0.02078
2 | DR | D3IND | TS13 | TS13 | 0.02078 | 0.02078 | 0.02078 | 0.02078 | 0.02078 | 0.02078 | 0.02078 | 0.02078 | 0.02078 | 0.02078 | 0.02078 | 0.02078 | 0.02078 | 0.02078 | 0.02078 | 0.02078 | 0.02078 | 0.02078 | 0.02078 | 0.02078 | 0.02078 | 0.02078 | 0.02078 | 0.02078 | 0.02078 | 0.02078 | 0.02078 | 0.02078 | 0.02078 | 0.02078 | 0.02078
2 | DR | D3IND | TS14 | TS14 | 0.02078 | 0.02078 | 0.02078 | 0.02078 | 0.02078 | 0.02078 | 0.02078 | 0.02078 | 0.02078 | 0.02078 | 0.02078 | 0.02078 | 0.02078 | 0.02078 | 0.02078 | 0.02078 | 0.02078 | 0.02078 | 0.02078 | 0.02078 | 0.02078 | 0.02078 | 0.02078 | 0.02078 | 0.02078 | 0.02078 | 0.02078 | 0.02078 | 0.02078 | 0.02078 | 0.02078
2 | DR | D3IND | TS15 | TS15 | 0.02078 | 0.02078 | 0.02078 | 0.02078 | 0.02078 | 0.02078 | 0.02078 | 0.02078 | 0.02078 | 0.02078 | 0.02078 | 0.02078 | 0.02078 | 0.02078 | 0.02078 | 0.02078 | 0.02078 | 0.02078 | 0.02078 | 0.02078 | 0.02078 | 0.02078 | 0.02078 | 0.02078 | 0.02078 | 0.02078 | 0.02078 | 0.02078 | 0.02078 | 0.02078 | 0.02078
2 | DR | D3IND | TS16 | TS16 | 0.02078 | 0.02078 | 0.02078 | 0.02078 | 0.02078 | 0.02078 | 0.02078 | 0.02078 | 0.02078 | 0.02078 | 0.02078 | 0.02078 | 0.02078 | 0.02078 | 0.02078 | 0.02078 | 0.02078 | 0.02078 | 0.02078 | 0.02078 | 0.02078 | 0.02078 | 0.02078 | 0.02078 | 0.02078 | 0.02078 | 0.02078 | 0.02078 | 0.02078 | 0.02078 | 0.02078
2 | DR | D3IND | TS17 | TS17 | 0.02078 | 0.02078 | 0.02078 | 0.02078 | 0.02078 | 0.02078 | 0.02078 | 0.02078 | 0.02078 | 0.02078 | 0.02078 | 0.02078 | 0.02078 | 0.02078 | 0.02078 | 0.02078 | 0.02078 | 0.02078 | 0.02078 | 0.02078 | 0.02078 | 0.02078 | 0.02078 | 0.02078 | 0.02078 | 0.02078 | 0.02078 | 0.02078 | 0.02078 | 0.02078 | 0.02078
2 | DR | D3IND | TS18 | TS18 | 0.02078 | 0.02078 | 0.02078 | 0.02078 | 0.02078 | 0.02078 | 0.02078 | 0.02078 | 0.02078 | 0.02078 | 0.02078 | 0.02078 | 0.02078 | 0.02078 | 0.02078 | 0.02078 | 0.02078 | 0.02078 | 0.02078 | 0.02078 | 0.02078 | 0.02078 | 0.02078 | 0.02078 | 0.02078 | 0.02078 | 0.02078 | 0.02078 | 0.02078 | 0.02078 | 0.02078
2 | DR | D3IND | TS19 | TS19 | 0.02078 | 0.02078 | 0.02078 | 0.02078 | 0.02078 | 0.02078 | 0.02078 | 0.02078 | 0.02078 | 0.02078 | 0.02078 | 0.02078 | 0.02078 | 0.02078 | 0.02078 | 0.02078 | 0.02078 | 0.02078 | 0.02078 | 0.02078 | 0.02078 | 0.02078 | 0.02078 | 0.02078 | 0.02078 | 0.02078 | 0.02078 | 0.02078 | 0.02078 | 0.02078 | 0.02078
2 | DR | D3IND | TS20 | TS20 | 0.02078 | 0.02078 | 0.02078 | 0.02078 | 0.02078 | 0.02078 | 0.02078 | 0.02078 | 0.02078 | 0.02078 | 0.02078 | 0.02078 | 0.02078 | 0.02078 | 0.02078 | 0.02078 | 0.02078 | 0.02078 | 0.02078 | 0.02078 | 0.02078 | 0.02078 | 0.02078 | 0.02078 | 0.02078 | 0.02078 | 0.02078 | 0.02078 | 0.02078 | 0.02078 | 0.02078
2 | DR | D3IND | TS21 | TS21 | 0.06301 | 0.06301 | 0.06301 | 0.06301 | 0.06301 | 0.06301 | 0.06301 | 0.06301 | 0.06301 | 0.06301 | 0.06301 | 0.06301 | 0.06301 | 0.06301 | 0.06301 | 0.06301 | 0.06301 | 0.06301 | 0.06301 | 0.06301 | 0.06301 | 0.06301 | 0.06301 | 0.06301 | 0.06301 | 0.06301 | 0.06301 | 0.06301 | 0.06301 | 0.06301 | 0.06301
2 | DR | D3IND | TS22 | TS22 | 0.021 | 0.021 | 0.021 | 0.021 | 0.021 | 0.021 | 0.021 | 0.021 | 0.021 | 0.021 | 0.021 | 0.021 | 0.021 | 0.021 | 0.021 | 0.021 | 0.021 | 0.021 | 0.021 | 0.021 | 0.021 | 0.021 | 0.021 | 0.021 | 0.021 | 0.021 | 0.021 | 0.021 | 0.021 | 0.021 | 0.021
2 | DR | D3IND | TS23 | TS23 | 0.021 | 0.021 | 0.021 | 0.021 | 0.021 | 0.021 | 0.021 | 0.021 | 0.021 | 0.021 | 0.021 | 0.021 | 0.021 | 0.021 | 0.021 | 0.021 | 0.021 | 0.021 | 0.021 | 0.021 | 0.021 | 0.021 | 0.021 | 0.021 | 0.021 | 0.021 | 0.021 | 0.021 | 0.021 | 0.021 | 0.021
2 | DR | D3IND | TS24 | TS24 | 0.021 | 0.021 | 0.021 | 0.021 | 0.021 | 0.021 | 0.021 | 0.021 | 0.021 | 0.021 | 0.021 | 0.021 | 0.021 | 0.021 | 0.021 | 0.021 | 0.021 | 0.021 | 0.021 | 0.021 | 0.021 | 0.021 | 0.021 | 0.021 | 0.021 | 0.021 | 0.021 | 0.021 | 0.021 | 0.021 | 0.021
2 | DR | D3IND | TS25 | TS25 | 0.021 | 0.021 | 0.021 | 0.021 | 0.021 | 0.021 | 0.021 | 0.021 | 0.021 | 0.021 | 0.021 | 0.021 | 0.021 | 0.021 | 0.021 | 0.021 | 0.021 | 0.021 | 0.021 | 0.021 | 0.021 | 0.021 | 0.021 | 0.021 | 0.021 | 0.021 | 0.021 | 0.021 | 0.021 | 0.021 | 0.021
2 | DR | D3IND | TS26 | TS26 | 0.021 | 0.021 | 0.021 | 0.021 | 0.021 | 0.021 | 0.021 | 0.021 | 0.021 | 0.021 | 0.021 | 0.021 | 0.021 | 0.021 | 0.021 | 0.021 | 0.021 | 0.021 | 0.021 | 0.021 | 0.021 | 0.021 | 0.021 | 0.021 | 0.021 | 0.021 | 0.021 | 0.021 | 0.021 | 0.021 | 0.021
2 | DR | D3IND | TS27 | TS27 | 0.021 | 0.021 | 0.021 | 0.021 | 0.021 | 0.021 | 0.021 | 0.021 | 0.021 | 0.021 | 0.021 | 0.021 | 0.021 | 0.021 | 0.021 | 0.021 | 0.021 | 0.021 | 0.021 | 0.021 | 0.021 | 0.021 | 0.021 | 0.021 | 0.021 | 0.021 | 0.021 | 0.021 | 0.021 | 0.021 | 0.021
2 | DR | D3IND | TS28 | TS28 | 0.021 | 0.021 | 0.021 | 0.021 | 0.021 | 0.021 | 0.021 | 0.021 | 0.021 | 0.021 | 0.021 | 0.021 | 0.021 | 0.021 | 0.021 | 0.021 | 0.021 | 0.021 | 0.021 | 0.021 | 0.021 | 0.021 | 0.021 | 0.021 | 0.021 | 0.021 | 0.021 | 0.021 | 0.021 | 0.021 | 0.021
2 | DR | D3IND | TS29 | TS29 | 0.021 | 0.021 | 0.021 | 0.021 | 0.021 | 0.021 | 0.021 | 0.021 | 0.021 | 0.021 | 0.021 | 0.021 | 0.021 | 0.021 | 0.021 | 0.021 | 0.021 | 0.021 | 0.021 | 0.021 | 0.021 | 0.021 | 0.021 | 0.021 | 0.021 | 0.021 | 0.021 | 0.021 | 0.021 | 0.021 | 0.021
2 | DR | D3IND | TS30 | TS30 | 0.021 | 0.021 | 0.021 | 0.021 | 0.021 | 0.021 | 0.021 | 0.021 | 0.021 | 0.021 | 0.021 | 0.021 | 0.021 | 0.021 | 0.021 | 0.021 | 0.021 | 0.021 | 0.021 | 0.021 | 0.021 | 0.021 | 0.021 | 0.021 | 0.021 | 0.021 | 0.021 | 0.021 | 0.021 | 0.021 | 0.021
2 | DR | D3IND | TS31 | TS31 | 0.06164 | 0.06164 | 0.06164 | 0.06164 | 0.06164 | 0.06164 | 0.06164 | 0.06164 | 0.06164 | 0.06164 | 0.06164 | 0.06164 | 0.06164 | 0.06164 | 0.06164 | 0.06164 | 0.06164 | 0.06164 | 0.06164 | 0.06164 | 0.06164 | 0.06164 | 0.06164 | 0.06164 | 0.06164 | 0.06164 | 0.06164 | 0.06164 | 0.06164 | 0.06164 | 0.06164
2 | DR | D3IND | TS32 | TS32 | 0.02055 | 0.02055 | 0.02055 | 0.02055 | 0.02055 | 0.02055 | 0.02055 | 0.02055 | 0.02055 | 0.02055 | 0.02055 | 0.02055 | 0.02055 | 0.02055 | 0.02055 | 0.02055 | 0.02055 | 0.02055 | 0.02055 | 0.02055 | 0.02055 | 0.02055 | 0.02055 | 0.02055 | 0.02055 | 0.02055 | 0.02055 | 0.02055 | 0.02055 | 0.02055 | 0.02055
2 | DR | D3IND | TS33 | TS33 | 0.02055 | 0.02055 | 0.02055 | 0.02055 | 0.02055 | 0.02055 | 0.02055 | 0.02055 | 0.02055 | 0.02055 | 0.02055 | 0.02055 | 0.02055 | 0.02055 | 0.02055 | 0.02055 | 0.02055 | 0.02055 | 0.02055 | 0.02055 | 0.02055 | 0.02055 | 0.02055 | 0.02055 | 0.02055 | 0.02055 | 0.02055 | 0.02055 | 0.02055 | 0.02055 | 0.02055
2 | DR | D3IND | TS34 | TS34 | 0.02055 | 0.02055 | 0.02055 | 0.02055 | 0.02055 | 0.02055 | 0.02055 | 0.02055 | 0.02055 | 0.02055 | 0.02055 | 0.02055 | 0.02055 | 0.02055 | 0.02055 | 0.02055 | 0.02055 | 0.02055 | 0.02055 | 0.02055 | 0.02055 | 0.02055 | 0.02055 | 0.02055 | 0.02055 | 0.02055 | 0.02055 | 0.02055 | 0.02055 | 0.02055 | 0.02055
2 | DR | D3IND | TS35 | TS35 | 0.02055 | 0.02055 | 0.02055 | 0.02055 | 0.02055 | 0.02055 | 0.02055 | 0.02055 | 0.02055 | 0.02055 | 0.02055 | 0.02055 | 0.02055 | 0.02055 | 0.02055 | 0.02055 | 0.02055 | 0.02055 | 0.02055 | 0.02055 | 0.02055 | 0.02055 | 0.02055 | 0.02055 | 0.02055 | 0.02055 | 0.02055 | 0.02055 | 0.02055 | 0.02055 | 0.02055
2 | DR | D3IND | TS36 | TS36 | 0.02055 | 0.02055 | 0.02055 | 0.02055 | 0.02055 | 0.02055 | 0.02055 | 0.02055 | 0.02055 | 0.02055 | 0.02055 | 0.02055 | 0.02055 | 0.02055 | 0.02055 | 0.02055 | 0.02055 | 0.02055 | 0.02055 | 0.02055 | 0.02055 | 0.02055 | 0.02055 | 0.02055 | 0.02055 | 0.02055 | 0.02055 | 0.02055 | 0.02055 | 0.02055 | 0.02055
2 | DR | D3IND | TS37 | TS37 | 0.02055 | 0.02055 | 0.02055 | 0.02055 | 0.02055 | 0.02055 | 0.02055 | 0.02055 | 0.02055 | 0.02055 | 0.02055 | 0.02055 | 0.02055 | 0.02055 | 0.02055 | 0.02055 | 0.02055 | 0.02055 | 0.02055 | 0.02055 | 0.02055 | 0.02055 | 0.02055 | 0.02055 | 0.02055 | 0.02055 | 0.02055 | 0.02055 | 0.02055 | 0.02055 | 0.02055
2 | DR | D3IND | TS38 | TS38 | 0.02055 | 0.02055 | 0.02055 | 0.02055 | 0.02055 | 0.02055 | 0.02055 | 0.02055 | 0.02055 | 0.02055 | 0.02055 | 0.02055 | 0.02055 | 0.02055 | 0.02055 | 0.02055 | 0.02055 | 0.02055 | 0.02055 | 0.02055 | 0.02055 | 0.02055 | 0.02055 | 0.02055 | 0.02055 | 0.02055 | 0.02055 | 0.02055 | 0.02055 | 0.02055 | 0.02055
2 | DR | D3IND | TS39 | TS39 | 0.02055 | 0.02055 | 0.02055 | 0.02055 | 0.02055 | 0.02055 | 0.02055 | 0.02055 | 0.02055 | 0.02055 | 0.02055 | 0.02055 | 0.02055 | 0.02055 | 0.02055 | 0.02055 | 0.02055 | 0.02055 | 0.02055 | 0.02055 | 0.02055 | 0.02055 | 0.02055 | 0.02055 | 0.02055 | 0.02055 | 0.02055 | 0.02055 | 0.02055 | 0.02055 | 0.02055
2 | DR | D3IND | TS40 | TS40 | 0.02055 | 0.02055 | 0.02055 | 0.02055 | 0.02055 | 0.02055 | 0.02055 | 0.02055 | 0.02055 | 0.02055 | 0.02055 | 0.02055 | 0.02055 | 0.02055 | 0.02055 | 0.02055 | 0.02055 | 0.02055 | 0.02055 | 0.02055 | 0.02055 | 0.02055 | 0.02055 | 0.02055 | 0.02055 | 0.02055 | 0.02055 | 0.02055 | 0.02055 | 0.02055 | 0.02055
3 | DR | D3OTH |  | [DRC,D3OTH,*,*] : | 2020 | 2021 | 2022 | 2023 | 2024 | 2025 | 2026 | 2027 | 2028 | 2029 | 2030 | 2031 | 2032 | 2033 | 2034 | 2035 | 2036 | 2037 | 2038 | 2039 | 2040 | 2041 | 2042 | 2043 | 2044 | 2045 | 2046 | 2047 | 2048 | 2049 | 2050 :=
3 | DR | D3OTH | TS01 | TS01 | 0.01851 | 0.01851 | 0.01851 | 0.01851 | 0.01851 | 0.01851 | 0.01851 | 0.01851 | 0.01851 | 0.01851 | 0.01851 | 0.01851 | 0.01851 | 0.01851 | 0.01851 | 0.01851 | 0.01851 | 0.01851 | 0.01851 | 0.01851 | 0.01851 | 0.01851 | 0.01851 | 0.01851 | 0.01851 | 0.01851 | 0.01851 | 0.01851 | 0.01851 | 0.01851 | 0.01851
3 | DR | D3OTH | TS02 | TS02 | 0.02973 | 0.02973 | 0.02973 | 0.02973 | 0.02973 | 0.02973 | 0.02973 | 0.02973 | 0.02973 | 0.02973 | 0.02973 | 0.02973 | 0.02973 | 0.02973 | 0.02973 | 0.02973 | 0.02973 | 0.02973 | 0.02973 | 0.02973 | 0.02973 | 0.02973 | 0.02973 | 0.02973 | 0.02973 | 0.02973 | 0.02973 | 0.02973 | 0.02973 | 0.02973 | 0.02973
3 | DR | D3OTH | TS03 | TS03 | 0.04002 | 0.04002 | 0.04002 | 0.04002 | 0.04002 | 0.04002 | 0.04002 | 0.04002 | 0.04002 | 0.04002 | 0.04002 | 0.04002 | 0.04002 | 0.04002 | 0.04002 | 0.04002 | 0.04002 | 0.04002 | 0.04002 | 0.04002 | 0.04002 | 0.04002 | 0.04002 | 0.04002 | 0.04002 | 0.04002 | 0.04002 | 0.04002 | 0.04002 | 0.04002 | 0.04002
3 | DR | D3OTH | TS04 | TS04 | 0.04002 | 0.04002 | 0.04002 | 0.04002 | 0.04002 | 0.04002 | 0.04002 | 0.04002 | 0.04002 | 0.04002 | 0.04002 | 0.04002 | 0.04002 | 0.04002 | 0.04002 | 0.04002 | 0.04002 | 0.04002 | 0.04002 | 0.04002 | 0.04002 | 0.04002 | 0.04002 | 0.04002 | 0.04002 | 0.04002 | 0.04002 | 0.04002 | 0.04002 | 0.04002 | 0.04002
3 | DR | D3OTH | TS05 | TS05 | 0.04148 | 0.04148 | 0.04148 | 0.04148 | 0.04148 | 0.04148 | 0.04148 | 0.04148 | 0.04148 | 0.04148 | 0.04148 | 0.04148 | 0.04148 | 0.04148 | 0.04148 | 0.04148 | 0.04148 | 0.04148 | 0.04148 | 0.04148 | 0.04148 | 0.04148 | 0.04148 | 0.04148 | 0.04148 | 0.04148 | 0.04148 | 0.04148 | 0.04148 | 0.04148 | 0.04148
3 | DR | D3OTH | TS06 | TS06 | 0.04323 | 0.04323 | 0.04323 | 0.04323 | 0.04323 | 0.04323 | 0.04323 | 0.04323 | 0.04323 | 0.04323 | 0.04323 | 0.04323 | 0.04323 | 0.04323 | 0.04323 | 0.04323 | 0.04323 | 0.04323 | 0.04323 | 0.04323 | 0.04323 | 0.04323 | 0.04323 | 0.04323 | 0.04323 | 0.04323 | 0.04323 | 0.04323 | 0.04323 | 0.04323 | 0.04323
3 | DR | D3OTH | TS07 | TS07 | 0.02253 | 0.02253 | 0.02253 | 0.02253 | 0.02253 | 0.02253 | 0.02253 | 0.02253 | 0.02253 | 0.02253 | 0.02253 | 0.02253 | 0.02253 | 0.02253 | 0.02253 | 0.02253 | 0.02253 | 0.02253 | 0.02253 | 0.02253 | 0.02253 | 0.02253 | 0.02253 | 0.02253 | 0.02253 | 0.02253 | 0.02253 | 0.02253 | 0.02253 | 0.02253 | 0.02253
3 | DR | D3OTH | TS08 | TS08 | 0.00779 | 0.00779 | 0.00779 | 0.00779 | 0.00779 | 0.00779 | 0.00779 | 0.00779 | 0.00779 | 0.00779 | 0.00779 | 0.00779 | 0.00779 | 0.00779 | 0.00779 | 0.00779 | 0.00779 | 0.00779 | 0.00779 | 0.00779 | 0.00779 | 0.00779 | 0.00779 | 0.00779 | 0.00779 | 0.00779 | 0.00779 | 0.00779 | 0.00779 | 0.00779 | 0.00779
3 | DR | D3OTH | TS09 | TS09 | 0.0057 | 0.0057 | 0.0057 | 0.0057 | 0.0057 | 0.0057 | 0.0057 | 0.0057 | 0.0057 | 0.0057 | 0.0057 | 0.0057 | 0.0057 | 0.0057 | 0.0057 | 0.0057 | 0.0057 | 0.0057 | 0.0057 | 0.0057 | 0.0057 | 0.0057 | 0.0057 | 0.0057 | 0.0057 | 0.0057 | 0.0057 | 0.0057 | 0.0057 | 0.0057 | 0.0057
3 | DR | D3OTH | TS10 | TS10 | 0.00305 | 0.00305 | 0.00305 | 0.00305 | 0.00305 | 0.00305 | 0.00305 | 0.00305 | 0.00305 | 0.00305 | 0.00305 | 0.00305 | 0.00305 | 0.00305 | 0.00305 | 0.00305 | 0.00305 | 0.00305 | 0.00305 | 0.00305 | 0.00305 | 0.00305 | 0.00305 | 0.00305 | 0.00305 | 0.00305 | 0.00305 | 0.00305 | 0.00305 | 0.00305 | 0.00305
3 | DR | D3OTH | TS11 | TS11 | 0.01831 | 0.01831 | 0.01831 | 0.01831 | 0.01831 | 0.01831 | 0.01831 | 0.01831 | 0.01831 | 0.01831 | 0.01831 | 0.01831 | 0.01831 | 0.01831 | 0.01831 | 0.01831 | 0.01831 | 0.01831 | 0.01831 | 0.01831 | 0.01831 | 0.01831 | 0.01831 | 0.01831 | 0.01831 | 0.01831 | 0.01831 | 0.01831 | 0.01831 | 0.01831 | 0.01831
3 | DR | D3OTH | TS12 | TS12 | 0.0294 | 0.0294 | 0.0294 | 0.0294 | 0.0294 | 0.0294 | 0.0294 | 0.0294 | 0.0294 | 0.0294 | 0.0294 | 0.0294 | 0.0294 | 0.0294 | 0.0294 | 0.0294 | 0.0294 | 0.0294 | 0.0294 | 0.0294 | 0.0294 | 0.0294 | 0.0294 | 0.0294 | 0.0294 | 0.0294 | 0.0294 | 0.0294 | 0.0294 | 0.0294 | 0.0294
3 | DR | D3OTH | TS13 | TS13 | 0.03957 | 0.03957 | 0.03957 | 0.03957 | 0.03957 | 0.03957 | 0.03957 | 0.03957 | 0.03957 | 0.03957 | 0.03957 | 0.03957 | 0.03957 | 0.03957 | 0.03957 | 0.03957 | 0.03957 | 0.03957 | 0.03957 | 0.03957 | 0.03957 | 0.03957 | 0.03957 | 0.03957 | 0.03957 | 0.03957 | 0.03957 | 0.03957 | 0.03957 | 0.03957 | 0.03957
3 | DR | D3OTH | TS14 | TS14 | 0.03959 | 0.03959 | 0.03959 | 0.03959 | 0.03959 | 0.03959 | 0.03959 | 0.03959 | 0.03959 | 0.03959 | 0.03959 | 0.03959 | 0.03959 | 0.03959 | 0.03959 | 0.03959 | 0.03959 | 0.03959 | 0.03959 | 0.03959 | 0.03959 | 0.03959 | 0.03959 | 0.03959 | 0.03959 | 0.03959 | 0.03959 | 0.03959 | 0.03959 | 0.03959 | 0.03959
3 | DR | D3OTH | TS15 | TS15 | 0.04103 | 0.04103 | 0.04103 | 0.04103 | 0.04103 | 0.04103 | 0.04103 | 0.04103 | 0.04103 | 0.04103 | 0.04103 | 0.04103 | 0.04103 | 0.04103 | 0.04103 | 0.04103 | 0.04103 | 0.04103 | 0.04103 | 0.04103 | 0.04103 | 0.04103 | 0.04103 | 0.04103 | 0.04103 | 0.04103 | 0.04103 | 0.04103 | 0.04103 | 0.04103 | 0.04103
3 | DR | D3OTH | TS16 | TS16 | 0.04275 | 0.04275 | 0.04275 | 0.04275 | 0.04275 | 0.04275 | 0.04275 | 0.04275 | 0.04275 | 0.04275 | 0.04275 | 0.04275 | 0.04275 | 0.04275 | 0.04275 | 0.04275 | 0.04275 | 0.04275 | 0.04275 | 0.04275 | 0.04275 | 0.04275 | 0.04275 | 0.04275 | 0.04275 | 0.04275 | 0.04275 | 0.04275 | 0.04275 | 0.04275 | 0.04275
3 | DR | D3OTH | TS17 | TS17 | 0.0223 | 0.0223 | 0.0223 | 0.0223 | 0.0223 | 0.0223 | 0.0223 | 0.0223 | 0.0223 | 0.0223 | 0.0223 | 0.0223 | 0.0223 | 0.0223 | 0.0223 | 0.0223 | 0.0223 | 0.0223 | 0.0223 | 0.0223 | 0.0223 | 0.0223 | 0.0223 | 0.0223 | 0.0223 | 0.0223 | 0.0223 | 0.0223 | 0.0223 | 0.0223 | 0.0223
3 | DR | D3OTH | TS18 | TS18 | 0.0077 | 0.0077 | 0.0077 | 0.0077 | 0.0077 | 0.0077 | 0.0077 | 0.0077 | 0.0077 | 0.0077 | 0.0077 | 0.0077 | 0.0077 | 0.0077 | 0.0077 | 0.0077 | 0.0077 | 0.0077 | 0.0077 | 0.0077 | 0.0077 | 0.0077 | 0.0077 | 0.0077 | 0.0077 | 0.0077 | 0.0077 | 0.0077 | 0.0077 | 0.0077 | 0.0077
3 | DR | D3OTH | TS19 | TS19 | 0.00564 | 0.00564 | 0.00564 | 0.00564 | 0.00564 | 0.00564 | 0.00564 | 0.00564 | 0.00564 | 0.00564 | 0.00564 | 0.00564 | 0.00564 | 0.00564 | 0.00564 | 0.00564 | 0.00564 | 0.00564 | 0.00564 | 0.00564 | 0.00564 | 0.00564 | 0.00564 | 0.00564 | 0.00564 | 0.00564 | 0.00564 | 0.00564 | 0.00564 | 0.00564 | 0.00564
3 | DR | D3OTH | TS20 | TS20 | 0.00301 | 0.00301 | 0.00301 | 0.00301 | 0.00301 | 0.00301 | 0.00301 | 0.00301 | 0.00301 | 0.00301 | 0.00301 | 0.00301 | 0.00301 | 0.00301 | 0.00301 | 0.00301 | 0.00301 | 0.00301 | 0.00301 | 0.00301 | 0.00301 | 0.00301 | 0.00301 | 0.00301 | 0.00301 | 0.00301 | 0.00301 | 0.00301 | 0.00301 | 0.00301 | 0.00301
3 | DR | D3OTH | TS21 | TS21 | 0.01853 | 0.01853 | 0.01853 | 0.01853 | 0.01853 | 0.01853 | 0.01853 | 0.01853 | 0.01853 | 0.01853 | 0.01853 | 0.01853 | 0.01853 | 0.01853 | 0.01853 | 0.01853 | 0.01853 | 0.01853 | 0.01853 | 0.01853 | 0.01853 | 0.01853 | 0.01853 | 0.01853 | 0.01853 | 0.01853 | 0.01853 | 0.01853 | 0.01853 | 0.01853 | 0.01853
3 | DR | D3OTH | TS22 | TS22 | 0.02972 | 0.02972 | 0.02972 | 0.02972 | 0.02972 | 0.02972 | 0.02972 | 0.02972 | 0.02972 | 0.02972 | 0.02972 | 0.02972 | 0.02972 | 0.02972 | 0.02972 | 0.02972 | 0.02972 | 0.02972 | 0.02972 | 0.02972 | 0.02972 | 0.02972 | 0.02972 | 0.02972 | 0.02972 | 0.02972 | 0.02972 | 0.02972 | 0.02972 | 0.02972 | 0.02972
3 | DR | D3OTH | TS23 | TS23 | 0.04002 | 0.04002 | 0.04002 | 0.04002 | 0.04002 | 0.04002 | 0.04002 | 0.04002 | 0.04002 | 0.04002 | 0.04002 | 0.04002 | 0.04002 | 0.04002 | 0.04002 | 0.04002 | 0.04002 | 0.04002 | 0.04002 | 0.04002 | 0.04002 | 0.04002 | 0.04002 | 0.04002 | 0.04002 | 0.04002 | 0.04002 | 0.04002 | 0.04002 | 0.04002 | 0.04002
3 | DR | D3OTH | TS24 | TS24 | 0.04003 | 0.04003 | 0.04003 | 0.04003 | 0.04003 | 0.04003 | 0.04003 | 0.04003 | 0.04003 | 0.04003 | 0.04003 | 0.04003 | 0.04003 | 0.04003 | 0.04003 | 0.04003 | 0.04003 | 0.04003 | 0.04003 | 0.04003 | 0.04003 | 0.04003 | 0.04003 | 0.04003 | 0.04003 | 0.04003 | 0.04003 | 0.04003 | 0.04003 | 0.04003 | 0.04003
3 | DR | D3OTH | TS25 | TS25 | 0.04147 | 0.04147 | 0.04147 | 0.04147 | 0.04147 | 0.04147 | 0.04147 | 0.04147 | 0.04147 | 0.04147 | 0.04147 | 0.04147 | 0.04147 | 0.04147 | 0.04147 | 0.04147 | 0.04147 | 0.04147 | 0.04147 | 0.04147 | 0.04147 | 0.04147 | 0.04147 | 0.04147 | 0.04147 | 0.04147 | 0.04147 | 0.04147 | 0.04147 | 0.04147 | 0.04147
3 | DR | D3OTH | TS26 | TS26 | 0.04322 | 0.04322 | 0.04322 | 0.04322 | 0.04322 | 0.04322 | 0.04322 | 0.04322 | 0.04322 | 0.04322 | 0.04322 | 0.04322 | 0.04322 | 0.04322 | 0.04322 | 0.04322 | 0.04322 | 0.04322 | 0.04322 | 0.04322 | 0.04322 | 0.04322 | 0.04322 | 0.04322 | 0.04322 | 0.04322 | 0.04322 | 0.04322 | 0.04322 | 0.04322 | 0.04322
3 | DR | D3OTH | TS27 | TS27 | 0.02254 | 0.02254 | 0.02254 | 0.02254 | 0.02254 | 0.02254 | 0.02254 | 0.02254 | 0.02254 | 0.02254 | 0.02254 | 0.02254 | 0.02254 | 0.02254 | 0.02254 | 0.02254 | 0.02254 | 0.02254 | 0.02254 | 0.02254 | 0.02254 | 0.02254 | 0.02254 | 0.02254 | 0.02254 | 0.02254 | 0.02254 | 0.02254 | 0.02254 | 0.02254 | 0.02254
3 | DR | D3OTH | TS28 | TS28 | 0.00779 | 0.00779 | 0.00779 | 0.00779 | 0.00779 | 0.00779 | 0.00779 | 0.00779 | 0.00779 | 0.00779 | 0.00779 | 0.00779 | 0.00779 | 0.00779 | 0.00779 | 0.00779 | 0.00779 | 0.00779 | 0.00779 | 0.00779 | 0.00779 | 0.00779 | 0.00779 | 0.00779 | 0.00779 | 0.00779 | 0.00779 | 0.00779 | 0.00779 | 0.00779 | 0.00779
3 | DR | D3OTH | TS29 | TS29 | 0.0057 | 0.0057 | 0.0057 | 0.0057 | 0.0057 | 0.0057 | 0.0057 | 0.0057 | 0.0057 | 0.0057 | 0.0057 | 0.0057 | 0.0057 | 0.0057 | 0.0057 | 0.0057 | 0.0057 | 0.0057 | 0.0057 | 0.0057 | 0.0057 | 0.0057 | 0.0057 | 0.0057 | 0.0057 | 0.0057 | 0.0057 | 0.0057 | 0.0057 | 0.0057 | 0.0057
3 | DR | D3OTH | TS30 | TS30 | 0.00305 | 0.00305 | 0.00305 | 0.00305 | 0.00305 | 0.00305 | 0.00305 | 0.00305 | 0.00305 | 0.00305 | 0.00305 | 0.00305 | 0.00305 | 0.00305 | 0.00305 | 0.00305 | 0.00305 | 0.00305 | 0.00305 | 0.00305 | 0.00305 | 0.00305 | 0.00305 | 0.00305 | 0.00305 | 0.00305 | 0.00305 | 0.00305 | 0.00305 | 0.00305 | 0.00305
3 | DR | D3OTH | TS31 | TS31 | 0.01812 | 0.01812 | 0.01812 | 0.01812 | 0.01812 | 0.01812 | 0.01812 | 0.01812 | 0.01812 | 0.01812 | 0.01812 | 0.01812 | 0.01812 | 0.01812 | 0.01812 | 0.01812 | 0.01812 | 0.01812 | 0.01812 | 0.01812 | 0.01812 | 0.01812 | 0.01812 | 0.01812 | 0.01812 | 0.01812 | 0.01812 | 0.01812 | 0.01812 | 0.01812 | 0.01812
3 | DR | D3OTH | TS32 | TS32 | 0.02907 | 0.02907 | 0.02907 | 0.02907 | 0.02907 | 0.02907 | 0.02907 | 0.02907 | 0.02907 | 0.02907 | 0.02907 | 0.02907 | 0.02907 | 0.02907 | 0.02907 | 0.02907 | 0.02907 | 0.02907 | 0.02907 | 0.02907 | 0.02907 | 0.02907 | 0.02907 | 0.02907 | 0.02907 | 0.02907 | 0.02907 | 0.02907 | 0.02907 | 0.02907 | 0.02907
3 | DR | D3OTH | TS33 | TS33 | 0.03913 | 0.03913 | 0.03913 | 0.03913 | 0.03913 | 0.03913 | 0.03913 | 0.03913 | 0.03913 | 0.03913 | 0.03913 | 0.03913 | 0.03913 | 0.03913 | 0.03913 | 0.03913 | 0.03913 | 0.03913 | 0.03913 | 0.03913 | 0.03913 | 0.03913 | 0.03913 | 0.03913 | 0.03913 | 0.03913 | 0.03913 | 0.03913 | 0.03913 | 0.03913 | 0.03913
3 | DR | D3OTH | TS34 | TS34 | 0.03917 | 0.03917 | 0.03917 | 0.03917 | 0.03917 | 0.03917 | 0.03917 | 0.03917 | 0.03917 | 0.03917 | 0.03917 | 0.03917 | 0.03917 | 0.03917 | 0.03917 | 0.03917 | 0.03917 | 0.03917 | 0.03917 | 0.03917 | 0.03917 | 0.03917 | 0.03917 | 0.03917 | 0.03917 | 0.03917 | 0.03917 | 0.03917 | 0.03917 | 0.03917 | 0.03917
3 | DR | D3OTH | TS35 | TS35 | 0.04057 | 0.04057 | 0.04057 | 0.04057 | 0.04057 | 0.04057 | 0.04057 | 0.04057 | 0.04057 | 0.04057 | 0.04057 | 0.04057 | 0.04057 | 0.04057 | 0.04057 | 0.04057 | 0.04057 | 0.04057 | 0.04057 | 0.04057 | 0.04057 | 0.04057 | 0.04057 | 0.04057 | 0.04057 | 0.04057 | 0.04057 | 0.04057 | 0.04057 | 0.04057 | 0.04057
3 | DR | D3OTH | TS36 | TS36 | 0.0423 | 0.0423 | 0.0423 | 0.0423 | 0.0423 | 0.0423 | 0.0423 | 0.0423 | 0.0423 | 0.0423 | 0.0423 | 0.0423 | 0.0423 | 0.0423 | 0.0423 | 0.0423 | 0.0423 | 0.0423 | 0.0423 | 0.0423 | 0.0423 | 0.0423 | 0.0423 | 0.0423 | 0.0423 | 0.0423 | 0.0423 | 0.0423 | 0.0423 | 0.0423 | 0.0423
3 | DR | D3OTH | TS37 | TS37 | 0.02205 | 0.02205 | 0.02205 | 0.02205 | 0.02205 | 0.02205 | 0.02205 | 0.02205 | 0.02205 | 0.02205 | 0.02205 | 0.02205 | 0.02205 | 0.02205 | 0.02205 | 0.02205 | 0.02205 | 0.02205 | 0.02205 | 0.02205 | 0.02205 | 0.02205 | 0.02205 | 0.02205 | 0.02205 | 0.02205 | 0.02205 | 0.02205 | 0.02205 | 0.02205 | 0.02205
3 | DR | D3OTH | TS38 | TS38 | 0.00762 | 0.00762 | 0.00762 | 0.00762 | 0.00762 | 0.00762 | 0.00762 | 0.00762 | 0.00762 | 0.00762 | 0.00762 | 0.00762 | 0.00762 | 0.00762 | 0.00762 | 0.00762 | 0.00762 | 0.00762 | 0.00762 | 0.00762 | 0.00762 | 0.00762 | 0.00762 | 0.00762 | 0.00762 | 0.00762 | 0.00762 | 0.00762 | 0.00762 | 0.00762 | 0.00762
3 | DR | D3OTH | TS39 | TS39 | 0.00557 | 0.00557 | 0.00557 | 0.00557 | 0.00557 | 0.00557 | 0.00557 | 0.00557 | 0.00557 | 0.00557 | 0.00557 | 0.00557 | 0.00557 | 0.00557 | 0.00557 | 0.00557 | 0.00557 | 0.00557 | 0.00557 | 0.00557 | 0.00557 | 0.00557 | 0.00557 | 0.00557 | 0.00557 | 0.00557 | 0.00557 | 0.00557 | 0.00557 | 0.00557 | 0.00557
3 | DR | D3OTH | TS40 | TS40 | 0.00297 | 0.00297 | 0.00297 | 0.00297 | 0.00297 | 0.00297 | 0.00297 | 0.00297 | 0.00297 | 0.00297 | 0.00297 | 0.00297 | 0.00297 | 0.00297 | 0.00297 | 0.00297 | 0.00297 | 0.00297 | 0.00297 | 0.00297 | 0.00297 | 0.00297 | 0.00297 | 0.00297 | 0.00297 | 0.00297 | 0.00297 | 0.00297 | 0.00297 | 0.00297 | 0.00297

## TEMBA demand profile
CDEL03 | S1D1 | 0.11497 | 0.11497 | 0.11497 | 0.11497 | 0.11497 | 0.11497 | 0.11497 | 0.11497 | 0.11497 | 0.11497 | 0.11497 | 0.11497 | 0.11497 | 0.11497 | 0.11497 | 0.11497 | 0.11497 | 0.11497 | 0.11497 | 0.11497 | 0.11497 | 0.11497 | 0.11497 | 0.11497 | 0.11497 | 0.11497 | 0.11497 | 0.11497 | 0.11497 | 0.11497 | 0.11497 | 0.11497 | 0.11497 | 0.11497 | 0.11497 | 0.11497 | 0.11497 | 0.11497 | 0.11497 | 0.11497 | 0.11497 | 0.11497 | 0.11497 | 0.11497 | 0.11497 | 0.11497 | 0.11497 | 0.11497 | 0.11497 | 0.11497 | 0.11497 | 0.11497 | 0.11497 | 0.11497 | 0.11497 | 0.11497
CDEL03 | S1D2 | 0.14031 | 0.14031 | 0.14031 | 0.14031 | 0.14031 | 0.14031 | 0.14031 | 0.14031 | 0.14031 | 0.14031 | 0.14031 | 0.14031 | 0.14031 | 0.14031 | 0.14031 | 0.14031 | 0.14031 | 0.14031 | 0.14031 | 0.14031 | 0.14031 | 0.14031 | 0.14031 | 0.14031 | 0.14031 | 0.14031 | 0.14031 | 0.14031 | 0.14031 | 0.14031 | 0.14031 | 0.14031 | 0.14031 | 0.14031 | 0.14031 | 0.14031 | 0.14031 | 0.14031 | 0.14031 | 0.14031 | 0.14031 | 0.14031 | 0.14031 | 0.14031 | 0.14031 | 0.14031 | 0.14031 | 0.14031 | 0.14031 | 0.14031 | 0.14031 | 0.14031 | 0.14031 | 0.14031 | 0.14031 | 0.14031
CDEL03 | S2D1 | 0.1152 | 0.1152 | 0.1152 | 0.1152 | 0.1152 | 0.1152 | 0.1152 | 0.1152 | 0.1152 | 0.1152 | 0.1152 | 0.1152 | 0.1152 | 0.1152 | 0.1152 | 0.1152 | 0.1152 | 0.1152 | 0.1152 | 0.1152 | 0.1152 | 0.1152 | 0.1152 | 0.1152 | 0.1152 | 0.1152 | 0.1152 | 0.1152 | 0.1152 | 0.1152 | 0.1152 | 0.1152 | 0.1152 | 0.1152 | 0.1152 | 0.1152 | 0.1152 | 0.1152 | 0.1152 | 0.1152 | 0.1152 | 0.1152 | 0.1152 | 0.1152 | 0.1152 | 0.1152 | 0.1152 | 0.1152 | 0.1152 | 0.1152 | 0.1152 | 0.1152 | 0.1152 | 0.1152 | 0.1152 | 0.1152
CDEL03 | S2D2 | 0.13472 | 0.13472 | 0.13472 | 0.13472 | 0.13472 | 0.13472 | 0.13472 | 0.13472 | 0.13472 | 0.13472 | 0.13472 | 0.13472 | 0.13472 | 0.13472 | 0.13472 | 0.13472 | 0.13472 | 0.13472 | 0.13472 | 0.13472 | 0.13472 | 0.13472 | 0.13472 | 0.13472 | 0.13472 | 0.13472 | 0.13472 | 0.13472 | 0.13472 | 0.13472 | 0.13472 | 0.13472 | 0.13472 | 0.13472 | 0.13472 | 0.13472 | 0.13472 | 0.13472 | 0.13472 | 0.13472 | 0.13472 | 0.13472 | 0.13472 | 0.13472 | 0.13472 | 0.13472 | 0.13472 | 0.13472 | 0.13472 | 0.13472 | 0.13472 | 0.13472 | 0.13472 | 0.13472 | 0.13472 | 0.13472
CDEL03 | S3D1 | 0.11278 | 0.11278 | 0.11278 | 0.11278 | 0.11278 | 0.11278 | 0.11278 | 0.11278 | 0.11278 | 0.11278 | 0.11278 | 0.11278 | 0.11278 | 0.11278 | 0.11278 | 0.11278 | 0.11278 | 0.11278 | 0.11278 | 0.11278 | 0.11278 | 0.11278 | 0.11278 | 0.11278 | 0.11278 | 0.11278 | 0.11278 | 0.11278 | 0.11278 | 0.11278 | 0.11278 | 0.11278 | 0.11278 | 0.11278 | 0.11278 | 0.11278 | 0.11278 | 0.11278 | 0.11278 | 0.11278 | 0.11278 | 0.11278 | 0.11278 | 0.11278 | 0.11278 | 0.11278 | 0.11278 | 0.11278 | 0.11278 | 0.11278 | 0.11278 | 0.11278 | 0.11278 | 0.11278 | 0.11278 | 0.11278
CDEL03 | S3D2 | 0.13802 | 0.13802 | 0.13802 | 0.13802 | 0.13802 | 0.13802 | 0.13802 | 0.13802 | 0.13802 | 0.13802 | 0.13802 | 0.13802 | 0.13802 | 0.13802 | 0.13802 | 0.13802 | 0.13802 | 0.13802 | 0.13802 | 0.13802 | 0.13802 | 0.13802 | 0.13802 | 0.13802 | 0.13802 | 0.13802 | 0.13802 | 0.13802 | 0.13802 | 0.13802 | 0.13802 | 0.13802 | 0.13802 | 0.13802 | 0.13802 | 0.13802 | 0.13802 | 0.13802 | 0.13802 | 0.13802 | 0.13802 | 0.13802 | 0.13802 | 0.13802 | 0.13802 | 0.13802 | 0.13802 | 0.13802 | 0.13802 | 0.13802 | 0.13802 | 0.13802 | 0.13802 | 0.13802 | 0.13802 | 0.13802
CDEL03 | S4D1 | 0.10942 | 0.10942 | 0.10942 | 0.10942 | 0.10942 | 0.10942 | 0.10942 | 0.10942 | 0.10942 | 0.10942 | 0.10942 | 0.10942 | 0.10942 | 0.10942 | 0.10942 | 0.10942 | 0.10942 | 0.10942 | 0.10942 | 0.10942 | 0.10942 | 0.10942 | 0.10942 | 0.10942 | 0.10942 | 0.10942 | 0.10942 | 0.10942 | 0.10942 | 0.10942 | 0.10942 | 0.10942 | 0.10942 | 0.10942 | 0.10942 | 0.10942 | 0.10942 | 0.10942 | 0.10942 | 0.10942 | 0.10942 | 0.10942 | 0.10942 | 0.10942 | 0.10942 | 0.10942 | 0.10942 | 0.10942 | 0.10942 | 0.10942 | 0.10942 | 0.10942 | 0.10942 | 0.10942 | 0.10942 | 0.10942
CDEL03 | S4D2 | 0.13458 | 0.13458 | 0.13458 | 0.13458 | 0.13458 | 0.13458 | 0.13458 | 0.13458 | 0.13458 | 0.13458 | 0.13458 | 0.13458 | 0.13458 | 0.13458 | 0.13458 | 0.13458 | 0.13458 | 0.13458 | 0.13458 | 0.13458 | 0.13458 | 0.13458 | 0.13458 | 0.13458 | 0.13458 | 0.13458 | 0.13458 | 0.13458 | 0.13458 | 0.13458 | 0.13458 | 0.13458 | 0.13458 | 0.13458 | 0.13458 | 0.13458 | 0.13458 | 0.13458 | 0.13458 | 0.13458 | 0.13458 | 0.13458 | 0.13458 | 0.13458 | 0.13458 | 0.13458 | 0.13458 | 0.13458 | 0.13458 | 0.13458 | 0.13458 | 0.13458 | 0.13458 | 0.13458 | 0.13458 | 0.13458

## InputActivityRatio
TECHNOLOGY | FUEL | MODEOFOPERATION |  |  | 2017 | 2018 | 2019 | 2020 | 2021 | 2022 | 2023 | 2024 | 2025 | 2026 | 2027 | 2028 | 2029 | 2030 | 2031 | 2032 | 2033 | 2034 | 2035 | 2036 | 2037 | 2038 | 2039 | 2040 | 2041 | 2042 | 2043 | 2044 | 2045 | 2046 | 2047 | 2048 | 2049 | 2050
D3DMRELC01 | D3ELC02 | 1 | [DRC,*,D3ELC02,1,*] : | D3DMRELC01 | bar: 2017 to 2050
D3DMIELC01 | D3ELC02 | 1 | [DRC,*,D3ELC02,1,*] : | D3DMIELC01 | bar: 2017 to 2050
D3DMOELC01 | D3ELC02 | 1 | [DRC,*,D3ELC02,1,*] : | D3DMOELC01 | bar: 2017 to 2050
D3PWRTRN | D3ELC01 | 1 | [DRC,*,D3ELC01,1,*] : | D3PWRTRN | bar: 2017 to 2050
D3DSGC00 | D3DS00 | 1 | [DRC,*,D3DS00,1,*] : | D3DSGC00 | 2.86 | 2.86 | 2.86 | 2.86 | 2.86 | 2.86 | 2.86 | 2.86 | 2.86 | 2.86 | 2.86 | 2.86 | 2.86 | 2.86 | 2.86 | 2.86 | 2.86 | 2.86 | 2.86 | 2.86 | 2.86 | 2.86 | 2.86 | 2.86 | 2.86 | 2.86 | 2.86 | 2.86 | 2.86 | 2.86 | 2.86 | 2.86 | 2.86 | 2.86
D3HFGC00 | D3HF00 | 1 | [DRC,*,D3HF00,1,*] : | D3HFGC00 | 2.86 | 2.86 | 2.86 | 2.86 | 2.86 | 2.86 | 2.86 | 2.86 | 2.86 | 2.86 | 2.86 | 2.86 | 2.86 | 2.86 | 2.86 | 2.86 | 2.86 | 2.86 | 2.86 | 2.86 | 2.86 | 2.86 | 2.86 | 2.86 | 2.86 | 2.86 | 2.86 | 2.86 | 2.86 | 2.86 | 2.86 | 2.86 | 2.86 | 2.86
D3NGOC00 | D3NG00 | 1 | [DRC,*,D3NG00,1,*] : | D3NGOC00 | 2.86 | 2.86 | 2.86 | 2.86 | 2.86 | 2.86 | 2.86 | 2.86 | 2.86 | 2.86 | 2.86 | 2.86 | 2.86 | 2.86 | 2.86 | 2.86 | 2.86 | 2.86 | 2.86 | 2.86 | 2.86 | 2.86 | 2.86 | 2.86 | 2.86 | 2.86 | 2.86 | 2.86 | 2.86 | 2.86 | 2.86 | 2.86 | 2.86 | 2.86
D3NGCC00 | D3NG00 | 1 | [DRC,*,D3NG00,1,*] : | D3NGCC00 | 1.72 | 1.72 | 1.72 | 1.72 | 1.72 | 1.72 | 1.72 | 1.72 | 1.72 | 1.72 | 1.72 | 1.72 | 1.72 | 1.72 | 1.72 | 1.72 | 1.72 | 1.72 | 1.72 | 1.72 | 1.72 | 1.72 | 1.72 | 1.72 | 1.72 | 1.72 | 1.72 | 1.72 | 1.72 | 1.72 | 1.72 | 1.72 | 1.72 | 1.72
D3NGEC00 | D3NG00 | 1 | [DRC,*,D3NG00,1,*] : | D3NGEC00 | 2.22 | 2.22 | 2.22 | 2.22 | 2.22 | 2.22 | 2.22 | 2.22 | 2.22 | 2.22 | 2.22 | 2.22 | 2.22 | 2.22 | 2.22 | 2.22 | 2.22 | 2.22 | 2.22 | 2.22 | 2.22 | 2.22 | 2.22 | 2.22 | 2.22 | 2.22 | 2.22 | 2.22 | 2.22 | 2.22 | 2.22 | 2.22 | 2.22 | 2.22
D3BMBC00 | D3BM00 | 1 | [DRC,*,D3BM00,1,*] : | D3BMBC00 | 3.85 | 3.85 | 3.85 | 3.85 | 3.85 | 3.85 | 3.85 | 3.85 | 3.85 | 3.85 | 3.85 | 3.85 | 3.85 | 3.85 | 3.85 | 3.85 | 3.85 | 3.85 | 3.85 | 3.85 | 3.85 | 3.85 | 3.85 | 3.85 | 3.85 | 3.85 | 3.85 | 3.85 | 3.85 | 3.85 | 3.85 | 3.85 | 3.85 | 3.85
D3BWWC00 | D3BW00 | 1 | [DRC,*,D3BW00,1,*] : | D3BWWC00 | 3.85 | 3.85 | 3.85 | 3.85 | 3.85 | 3.85 | 3.85 | 3.85 | 3.85 | 3.85 | 3.85 | 3.85 | 3.85 | 3.85 | 3.85 | 3.85 | 3.85 | 3.85 | 3.85 | 3.85 | 3.85 | 3.85 | 3.85 | 3.85 | 3.85 | 3.85 | 3.85 | 3.85 | 3.85 | 3.85 | 3.85 | 3.85 | 3.85 | 3.85
D3DSBC01 | D3DS00 | 1 | [DRC,*,D3DS00,1,*] : | D3DSBC01 | 2.86 | 2.86 | 2.86 | 2.86 | 2.86 | 2.86 | 2.86 | 2.86 | 2.86 | 2.86 | 2.86 | 2.86 | 2.86 | 2.86 | 2.86 | 2.86 | 2.86 | 2.86 | 2.86 | 2.86 | 2.86 | 2.86 | 2.86 | 2.86 | 2.86 | 2.86 | 2.86 | 2.86 | 2.86 | 2.86 | 2.86 | 2.86 | 2.86 | 2.86
D3DSBC02 | D3DS00 | 1 | [DRC,*,D3DS00,1,*] : | D3DSBC02 | 0.35 | 0.35 | 0.35 | 0.35 | 0.35 | 0.35 | 0.35 | 0.35 | 0.35 | 0.35 | 0.35 | 0.35 | 0.35 | 0.35 | 0.35 | 0.35 | 0.35 | 0.35 | 0.35 | 0.35 | 0.35 | 0.35 | 0.35 | 0.35 | 0.35 | 0.35 | 0.35 | 0.35 | 0.35 | 0.35 | 0.35 | 0.35 | 0.35 | 0.35
D3DSBC03 | D3DS00 | 1 | [DRC,*,D3DS00,1,*] : | D3DSBC03 | 0.35 | 0.35 | 0.35 | 0.35 | 0.35 | 0.35 | 0.35 | 0.35 | 0.35 | 0.35 | 0.35 | 0.35 | 0.35 | 0.35 | 0.35 | 0.35 | 0.35 | 0.35 | 0.35 | 0.35 | 0.35 | 0.35 | 0.35 | 0.35 | 0.35 | 0.35 | 0.35 | 0.35 | 0.35 | 0.35 | 0.35 | 0.35 | 0.35 | 0.35
D3DSBC04 | D3DS00 | 1 | [DRC,*,D3DS00,1,*] : | D3DSBC04 | 0.35 | 0.35 | 0.35 | 0.35 | 0.35 | 0.35 | 0.35 | 0.35 | 0.35 | 0.35 | 0.35 | 0.35 | 0.35 | 0.35 | 0.35 | 0.35 | 0.35 | 0.35 | 0.35 | 0.35 | 0.35 | 0.35 | 0.35 | 0.35 | 0.35 | 0.35 | 0.35 | 0.35 | 0.35 | 0.35 | 0.35 | 0.35 | 0.35 | 0.35
D3DSBC05 | D3DS00 | 1 | [DRC,*,D3DS00,1,*] : | D3DSBC05 | 0.35 | 0.35 | 0.35 | 0.35 | 0.35 | 0.35 | 0.35 | 0.35 | 0.35 | 0.35 | 0.35 | 0.35 | 0.35 | 0.35 | 0.35 | 0.35 | 0.35 | 0.35 | 0.35 | 0.35 | 0.35 | 0.35 | 0.35 | 0.35 | 0.35 | 0.35 | 0.35 | 0.35 | 0.35 | 0.35 | 0.35 | 0.35 | 0.35 | 0.35
D3DSBC06 | D3DS00 | 1 | [DRC,*,D3DS00,1,*] : | D3DSBC06 | 0.35 | 0.35 | 0.35 | 0.35 | 0.35 | 0.35 | 0.35 | 0.35 | 0.35 | 0.35 | 0.35 | 0.35 | 0.35 | 0.35 | 0.35 | 0.35 | 0.35 | 0.35 | 0.35 | 0.35 | 0.35 | 0.35 | 0.35 | 0.35 | 0.35 | 0.35 | 0.35 | 0.35 | 0.35 | 0.35 | 0.35 | 0.35 | 0.35 | 0.35
D3DSBC07 | D3DS00 | 1 | [DRC,*,D3DS00,1,*] : | D3DSBC07 | 0.35 | 0.35 | 0.35 | 0.35 | 0.35 | 0.35 | 0.35 | 0.35 | 0.35 | 0.35 | 0.35 | 0.35 | 0.35 | 0.35 | 0.35 | 0.35 | 0.35 | 0.35 | 0.35 | 0.35 | 0.35 | 0.35 | 0.35 | 0.35 | 0.35 | 0.35 | 0.35 | 0.35 | 0.35 | 0.35 | 0.35 | 0.35 | 0.35 | 0.35
D3DSGC01 | D3DS00 | 1 | [DRC,*,D3DS00,1,*] : | D3DSGC01 | 0.35 | 0.35 | 0.35 | 0.35 | 0.35 | 0.35 | 0.35 | 0.35 | 0.35 | 0.35 | 0.35 | 0.35 | 0.35 | 0.35 | 0.35 | 0.35 | 0.35 | 0.35 | 0.35 | 0.35 | 0.35 | 0.35 | 0.35 | 0.35 | 0.35 | 0.35 | 0.35 | 0.35 | 0.35 | 0.35 | 0.35 | 0.35 | 0.35 | 0.35
D3DSGC02 | D3DS00 | 1 | [DRC,*,D3DS00,1,*] : | D3DSGC02 | 0.35 | 0.35 | 0.35 | 0.35 | 0.35 | 0.35 | 0.35 | 0.35 | 0.35 | 0.35 | 0.35 | 0.35 | 0.35 | 0.35 | 0.35 | 0.35 | 0.35 | 0.35 | 0.35 | 0.35 | 0.35 | 0.35 | 0.35 | 0.35 | 0.35 | 0.35 | 0.35 | 0.35 | 0.35 | 0.35 | 0.35 | 0.35 | 0.35 | 0.35
D3HYRC01 | D3HY00 | 1 | [DRC,*,D3HY00,1,*] : | D3HYRC01 | bar: 2017 to 2050
D3HYRC02 | D3HY00 | 1 | [DRC,*,D3HY00,1,*] : | D3HYRC02 | bar: 2017 to 2050
D3HYRC03 | D3HY00 | 1 | [DRC,*,D3HY00,1,*] : | D3HYRC03 | bar: 2017 to 2050
D3SOPC330 | D3SO00 | 1 | [DRC,*,D3SO00,1,*] : | D3SOPC330 | bar: 2017 to 2050
D3SOPC331 | D3SO00 | 1 | [DRC,*,D3SO00,1,*] : | D3SOPC331 | bar: 2017 to 2050
D3SOPC1616 | D3SO00 | 1 | [DRC,*,D3SO00,1,*] : | D3SOPC1616 | bar: 2017 to 2050
D3SOTN00 | D3SO00 | 1 | [DRC,*,D3SO00,1,*] : | D3SOTN00 | bar: 2017 to 2050
D3SOTS00 | D3SO00 | 1 | [DRC,*,D3SO00,1,*] : | D3SOTS00 | bar: 2017 to 2050
D3NGSO00 | D3SO00 | 1 | [DRC,*,D3SO00,1,*] : | D3NGSO00 | 1.89 | 1.89 | 1.89 | 1.89 | 1.89 | 1.89 | 1.89 | 1.89 | 1.89 | 1.89 | 1.89 | 1.89 | 1.89 | 1.89 | 1.89 | 1.89 | 1.89 | 1.89 | 1.89 | 1.89 | 1.89 | 1.89 | 1.89 | 1.89 | 1.89 | 1.89 | 1.89 | 1.89 | 1.89 | 1.89 | 1.89 | 1.89 | 1.89 | 1.89
D3WDLC0 | D3WD00 | 1 | [DRC,*,D3WD00,1,*] : | D3WDLC0 | bar: 2017 to 2050
D3WDLC2 | D3WD00 | 1 | [DRC,*,D3WD00,1,*] : | D3WDLC2 | bar: 2017 to 2050
D3WDLC1 | D3WD00 | 1 | [DRC,*,D3WD00,1,*] : | D3WDLC1 | bar: 2017 to 2050
D3WDLDUM1 | D3WD00 | 1 | [DRC,*,D3WD00,1,*] : | D3WDLDUM1 | bar: 2017 to 2050
D3WDLDUM2 | D3WD00 | 1 | [DRC,*,D3WD00,1,*] : | D3WDLDUM2 | bar: 2017 to 2050
D3WDLDUM3 | D3WD00 | 1 | [DRC,*,D3WD00,1,*] : | D3WDLDUM3 | bar: 2017 to 2050
D3WDLDUM4 | D3WD00 | 1 | [DRC,*,D3WD00,1,*] : | D3WDLDUM4 | bar: 2017 to 2050
D3WDLDUM5 | D3WD00 | 1 | [DRC,*,D3WD00,1,*] : | D3WDLDUM5 | bar: 2017 to 2050
D3WDLDUM6 | D3WD00 | 1 | [DRC,*,D3WD00,1,*] : | D3WDLDUM6 | bar: 2017 to 2050
D3WDLDUM7 | D3WD00 | 1 | [DRC,*,D3WD00,1,*] : | D3WDLDUM7 | bar: 2017 to 2050
D3HLT0031 | D3HY00 | 1 | [DRC,*,D3HY00,1,*] : | D3HLT0031 | bar: 2017 to 2050
D3HSF0421 | D3HY00 | 1 | [DRC,*,D3HY00,1,*] : | D3HSF0421 | bar: 2017 to 2050
D3HSF0540 | D3HY00 | 1 | [DRC,*,D3HY00,1,*] : | D3HSF0540 | bar: 2017 to 2050
D3HSF0759 | D3HY00 | 1 | [DRC,*,D3HY00,1,*] : | D3HSF0759 | bar: 2017 to 2050
D3HSF0763 | D3HY00 | 1 | [DRC,*,D3HY00,1,*] : | D3HSF0763 | bar: 2017 to 2050
D3HSF0856 | D3HY00 | 1 | [DRC,*,D3HY00,1,*] : | D3HSF0856 | bar: 2017 to 2050
D3HSF0931 | D3HY00 | 1 | [DRC,*,D3HY00,1,*] : | D3HSF0931 | bar: 2017 to 2050
D3HSF0939 | D3HY00 | 1 | [DRC,*,D3HY00,1,*] : | D3HSF0939 | bar: 2017 to 2050
D3HLT0027 | D3HY00 | 1 | [DRC,*,D3HY00,1,*] : | D3HLT0027 | bar: 2017 to 2050
D3HLT0030 | D3HY00 | 1 | [DRC,*,D3HY00,1,*] : | D3HLT0030 | bar: 2017 to 2050
D3HLT0040 | D3HY00 | 1 | [DRC,*,D3HY00,1,*] : | D3HLT0040 | bar: 2017 to 2050
D3HLT0046 | D3HY00 | 1 | [DRC,*,D3HY00,1,*] : | D3HLT0046 | bar: 2017 to 2050
D3HLT0067 | D3HY00 | 1 | [DRC,*,D3HY00,1,*] : | D3HLT0067 | bar: 2017 to 2050
D3HSF0911 | D3HY00 | 1 | [DRC,*,D3HY00,1,*] : | D3HSF0911 | bar: 2017 to 2050
D3HSF0982 | D3HY00 | 1 | [DRC,*,D3HY00,1,*] : | D3HSF0982 | bar: 2017 to 2050
D3HLT0033 | D3HY00 | 1 | [DRC,*,D3HY00,1,*] : | D3HLT0033 | bar: 2017 to 2050
D3HSFO01 | D3HY00 | 1 | [DRC,*,D3HY00,1,*] : | D3HSFO01 | bar: 2017 to 2050
D3HSFO02 | D3HY00 | 1 | [DRC,*,D3HY00,1,*] : | D3HSFO02 | bar: 2017 to 2050
D3HSFO03 | D3HY00 | 1 | [DRC,*,D3HY00,1,*] : | D3HSFO03 | bar: 2017 to 2050

## OutputActivityRatio
TECHNOLOGY | FUEL | MODEOFOPERATION |  |  | 2017 | 2018 | 2019 | 2020 | 2021 | 2022 | 2023 | 2024 | 2025 | 2026 | 2027 | 2028 | 2029 | 2030 | 2031 | 2032 | 2033 | 2034 | 2035 | 2036 | 2037 | 2038 | 2039 | 2040 | 2041 | 2042 | 2043 | 2044 | 2045 | 2046 | 2047 | 2048 | 2049 | 2050 | Source
D3DMRELC01 | D3RES | 1 | [DRC,*,D3RES,1,*] : | D3DMRELC01 | bar: 2017 to 2050
D3DMIELC01 | D3IND | 1 | [DRC,*,D3IND,1,*] : | D3DMIELC01 | bar: 2017 to 2050
D3DMOELC01 | D3OTH | 1 | [DRC,*,D3OTH,1,*] : | D3DMOELC01 | bar: 2017 to 2050
D3BM00X00 | D3BM00 | 1 | [DRC,*,D3BM00,1,*] : | D3BM00X00 | bar: 2017 to 2050
D3BW00X00 | D3BW00 | 1 | [DRC,*,D3BW00,1,*] : | D3BW00X00 | bar: 2017 to 2050
D3HY00X00 | D3HY00 | 1 | [DRC,*,D3HY00,1,*] : | D3HY00X00 | bar: 2017 to 2050
D3SO00X00 | D3SO00 | 1 | [DRC,*,D3SO00,1,*] : | D3SO00X00 | bar: 2017 to 2050
D3WD00X00 | D3WD00 | 1 | [DRC,*,D3WD00,1,*] : | D3WD00X00 | bar: 2017 to 2050
D3HF00I00 | D3HF00 | 1 | [DRC,*,D3HF00,1,*] : | D3HF00I00 | bar: 2017 to 2050
D3DS00I00 | D3DS00 | 1 | [DRC,*,D3DS00,1,*] : | D3DS00I00 | bar: 2017 to 2050
D3NG00X00 | D3NG00 | 1 | [DRC,*,D3NG00,1,*] : | D3NG00X00 | bar: 2017 to 2050
D3CO00X00 | D3CO00 | 1 | [DRC,*,D3CO00,1,*] : | D3CO00X00 | bar: 2017 to 2050
D3PWRTRN | D3ELC02 | 1 | [DRC,*,D3ELC02,1,*] : | D3PWRTRN | 0.8 | 0.807 | 0.814 | 0.821 | 0.828 | 0.835 | 0.842 | 0.849 | 0.856 | 0.863 | 0.87 | 0.877 | 0.884 | 0.891 | 0.898 | 0.905 | 0.912 | 0.919 | 0.926 | 0.933 | 0.94 | 0.947 | 0.954 | 0.95 | 0.95 | 0.95 | 0.95 | 0.95 | 0.95 | 0.95 | 0.95 | 0.95 | 0.95 | 0.95 | IRENA, TEMBA has constant 0.95
D3IMPELC | D3ELC01 | 1 | [DRC,*,D3ELC01,1,*] : | D3IMPELC | bar: 2017 to 2050
D3DSGC00 | D3ELC01 | 1 | [DRC,*,D3ELC01,1,*] : | D3DSGC00 | bar: 2017 to 2050
D3HFGC00 | D3ELC01 | 1 | [DRC,*,D3ELC01,1,*] : | D3HFGC00 | bar: 2017 to 2050
D3NGOC00 | D3ELC01 | 1 | [DRC,*,D3ELC01,1,*] : | D3NGOC00 | bar: 2017 to 2050
D3NGCC00 | D3ELC01 | 1 | [DRC,*,D3ELC01,1,*] : | D3NGCC00 | bar: 2017 to 2050
D3NGEC00 | D3ELC01 | 1 | [DRC,*,D3ELC01,1,*] : | D3NGEC00 | bar: 2017 to 2050
D3BMBC00 | D3ELC01 | 1 | [DRC,*,D3ELC01,1,*] : | D3BMBC00 | bar: 2017 to 2050
D3BWWC00 | D3ELC01 | 1 | [DRC,*,D3ELC01,1,*] : | D3BWWC00 | bar: 2017 to 2050
D3DSBC01 | D3ELC01 | 1 | [DRC,*,D3ELC01,1,*] : | D3DSBC01 | bar: 2017 to 2050
D3DSBC02 | D3ELC01 | 1 | [DRC,*,D3ELC01,1,*] : | D3DSBC02 | bar: 2017 to 2050
D3DSBC03 | D3ELC01 | 1 | [DRC,*,D3ELC01,1,*] : | D3DSBC03 | bar: 2017 to 2050
D3DSBC04 | D3ELC01 | 1 | [DRC,*,D3ELC01,1,*] : | D3DSBC04 | bar: 2017 to 2050
D3DSBC05 | D3ELC01 | 1 | [DRC,*,D3ELC01,1,*] : | D3DSBC05 | bar: 2017 to 2050
D3DSBC06 | D3ELC01 | 1 | [DRC,*,D3ELC01,1,*] : | D3DSBC06 | bar: 2017 to 2050
D3DSBC07 | D3ELC01 | 1 | [DRC,*,D3ELC01,1,*] : | D3DSBC07 | bar: 2017 to 2050
D3DSGC01 | D3ELC01 | 1 | [DRC,*,D3ELC01,1,*] : | D3DSGC01 | bar: 2017 to 2050
D3DSGC02 | D3ELC01 | 1 | [DRC,*,D3ELC01,1,*] : | D3DSGC02 | bar: 2017 to 2050
D3HYRC01 | D3ELC01 | 1 | [DRC,*,D3ELC01,1,*] : | D3HYRC01 | bar: 2017 to 2050
D3HYRC02 | D3ELC01 | 1 | [DRC,*,D3ELC01,1,*] : | D3HYRC02 | bar: 2017 to 2050
D3HYRC03 | D3ELC01 | 1 | [DRC,*,D3ELC01,1,*] : | D3HYRC03 | bar: 2017 to 2050
D3SOPC330 | D3ELC01 | 1 | [DRC,*,D3ELC01,1,*] : | D3SOPC330 | bar: 2017 to 2050
D3SOPC331 | D3ELC01 | 1 | [DRC,*,D3ELC01,1,*] : | D3SOPC331 | bar: 2017 to 2050
D3SOPC1616 | D3ELC01 | 1 | [DRC,*,D3ELC01,1,*] : | D3SOPC1616 | bar: 2017 to 2050
D3SOTN00 | D3ELC01 | 1 | [DRC,*,D3ELC01,1,*] : | D3SOTN00 | bar: 2017 to 2050
D3SOTS00 | D3ELC01 | 1 | [DRC,*,D3ELC01,1,*] : | D3SOTS00 | bar: 2017 to 2050
D3NGSO00 | D3ELC01 | 1 | [DRC,*,D3ELC01,1,*] : | D3NGSO00 | bar: 2017 to 2050
D3WDLC0 | D3ELC01 | 1 | [DRC,*,D3ELC01,1,*] : | D3WDLC0 | bar: 2017 to 2050
D3WDLC2 | D3ELC01 | 1 | [DRC,*,D3ELC01,1,*] : | D3WDLC2 | bar: 2017 to 2050
D3WDLC1 | D3ELC01 | 1 | [DRC,*,D3ELC01,1,*] : | D3WDLC1 | bar: 2017 to 2050
D3WDLDUM1 | D3ELC01 | 1 | [DRC,*,D3ELC01,1,*] : | D3WDLDUM1 | bar: 2017 to 2050
D3WDLDUM2 | D3ELC01 | 1 | [DRC,*,D3ELC01,1,*] : | D3WDLDUM2 | bar: 2017 to 2050
D3WDLDUM3 | D3ELC01 | 1 | [DRC,*,D3ELC01,1,*] : | D3WDLDUM3 | bar: 2017 to 2050
D3WDLDUM4 | D3ELC01 | 1 | [DRC,*,D3ELC01,1,*] : | D3WDLDUM4 | bar: 2017 to 2050
D3WDLDUM5 | D3ELC01 | 1 | [DRC,*,D3ELC01,1,*] : | D3WDLDUM5 | bar: 2017 to 2050
D3WDLDUM6 | D3ELC01 | 1 | [DRC,*,D3ELC01,1,*] : | D3WDLDUM6 | bar: 2017 to 2050
D3WDLDUM7 | D3ELC01 | 1 | [DRC,*,D3ELC01,1,*] : | D3WDLDUM7 | bar: 2017 to 2050
D3HLT0031 | D3ELC01 | 1 | [DRC,*,D3ELC01,1,*] : | D3HLT0031 | bar: 2017 to 2050
D3HSF0421 | D3ELC01 | 1 | [DRC,*,D3ELC01,1,*] : | D3HSF0421 | bar: 2017 to 2050
D3HSF0540 | D3ELC01 | 1 | [DRC,*,D3ELC01,1,*] : | D3HSF0540 | bar: 2017 to 2050
D3HSF0759 | D3ELC01 | 1 | [DRC,*,D3ELC01,1,*] : | D3HSF0759 | bar: 2017 to 2050
D3HSF0763 | D3ELC01 | 1 | [DRC,*,D3ELC01,1,*] : | D3HSF0763 | bar: 2017 to 2050
D3HSF0856 | D3ELC01 | 1 | [DRC,*,D3ELC01,1,*] : | D3HSF0856 | bar: 2017 to 2050
D3HSF0931 | D3ELC01 | 1 | [DRC,*,D3ELC01,1,*] : | D3HSF0931 | bar: 2017 to 2050
D3HSF0939 | D3ELC01 | 1 | [DRC,*,D3ELC01,1,*] : | D3HSF0939 | bar: 2017 to 2050
D3HLT0027 | D3ELC01 | 1 | [DRC,*,D3ELC01,1,*] : | D3HLT0027 | bar: 2017 to 2050
D3HLT0030 | D3ELC01 | 1 | [DRC,*,D3ELC01,1,*] : | D3HLT0030 | bar: 2017 to 2050
D3HLT0040 | D3ELC01 | 1 | [DRC,*,D3ELC01,1,*] : | D3HLT0040 | bar: 2017 to 2050
D3HLT0046 | D3ELC01 | 1 | [DRC,*,D3ELC01,1,*] : | D3HLT0046 | bar: 2017 to 2050
D3HLT0067 | D3ELC01 | 1 | [DRC,*,D3ELC01,1,*] : | D3HLT0067 | bar: 2017 to 2050
D3HSF0911 | D3ELC01 | 1 | [DRC,*,D3ELC01,1,*] : | D3HSF0911 | bar: 2017 to 2050
D3HSF0982 | D3ELC01 | 1 | [DRC,*,D3ELC01,1,*] : | D3HSF0982 | bar: 2017 to 2050
D3HLT0033 | D3ELC01 | 1 | [DRC,*,D3ELC01,1,*] : | D3HLT0033 | bar: 2017 to 2050
D3HSFO01 | D3ELC01 | 1 | [DRC,*,D3ELC01,1,*] : | D3HSFO01 | bar: 2017 to 2050
D3HSFO02 | D3ELC01 | 1 | [DRC,*,D3ELC01,1,*] : | D3HSFO02 | bar: 2017 to 2050
D3HSFO03 | D3ELC01 | 1 | [DRC,*,D3ELC01,1,*] : | D3HSFO03 | bar: 2017 to 2050

## FUEL
REGION | Description | Name | Name in model
D3 | Extraction of Bagasse | BM00 | D3BM00
D3 | Extraction of Wood | BW00 | D3BW00
D3 | Supply of Hydro | HY00 | D3HY00
D3 | Supply of Solar | SO00 | D3SO00
D3 | Supply of Wind | WD00 | D3WD00
D3 | Import of HFO | HF00 | D3HF00
D3 | Import of Diesel | DS00 | D3DS00
D3 | Extraction of Natural Gas | NG00 | D3NG00
D3 | Extraction of Coal | CO00 | D3CO00
D3 | Electricity from power plants | ELC01 | D3ELC01
D3 | Electricity transmitted | ELC02 | D3ELC02
D3 | Household | D3RES | D3RES
D3 | Industry | D3IND | D3IND
D3 | Other | D3OTH | D3OTH

## TECHNOLOGY
Region | Description | name | name in model | Input fuel | Output fuel | Status | Capacity Threshold | OperationalLife | CapacityToActivityUnit | First year of operation | Efficiency | Minimum utilisation | Availibility factor | Capacity | Max Capacity | Reported current capacity | Capital ($/kW) 2017 | Capital 2020 | Capital 2025 | Capital 2030 | Capital 2035 | Capital 2040 | Fixed ($/kW) | Fixed 2020 | Fixed 2025 | Fixed 2030 | Fixed 2035 | Fixed 2040 | Variable 2020 | Variable 2021 | Variable 2022 | Variable 2023 | Variable 2024 | Variable 2025 | Variable 2026 | Variable 2027 | Variable 2028 | Variable 2029 | Variable 2030 | Variable 2031 | Variable 2032 | Variable 2033 | Variable 2034 | Variable 2035 | Variable 2036 | Variable 2037 | Variable 2038 | Variable 2039 | Variable 2040 | Variable 2041 | Variable 2042 | Variable 2043 | Variable 2044 | Variable 2045 | Source | LCOE
D3 | Demand Technologies | DMRELC01 | D3DMRELC01 | D3ELC02 | D3RES | New Generic | 9999 | 40 | 1 | 2017 | 1 | 1 | 1 | 1 | 9999 |  | 0 | 0 | 0 | 0 | 0 | 0 | 0 | 0 | 0 | 0 | 0 | 0 | 0 | 0 | 0 | 0 | 0 | 0 | 0 | 0 | 0 | 0 | 0 | 0 | 0 | 0 | 0 | 0 | 0 | 0 | 0 | 0 | 0 | 0 | 0 | 0 | 0 | 0 | ESRG
D3 | Demand Technologies | DMIELC01 | D3DMIELC01 | D3ELC02 | D3IND | New Generic | 9999 | 40 | 1 | 2017 | 1 | 1 | 1 | 1 | 9999 |  | 0 | 0 | 0 | 0 | 0 | 0 | 0 | 0 | 0 | 0 | 0 | 0 | 0 | 0 | 0 | 0 | 0 | 0 | 0 | 0 | 0 | 0 | 0 | 0 | 0 | 0 | 0 | 0 | 0 | 0 | 0 | 0 | 0 | 0 | 0 | 0 | 0 | 0 | ESRG
D3 | Demand Technologies | DMOELC01 | D3DMOELC01 | D3ELC02 | D3OTH | New Generic | 9999 | 40 | 1 | 2017 | 1 | 1 | 1 | 1 | 9999 |  | 0 | 0 | 0 | 0 | 0 | 0 | 0 | 0 | 0 | 0 | 0 | 0 | 0 | 0 | 0 | 0 | 0 | 0 | 0 | 0 | 0 | 0 | 0 | 0 | 0 | 0 | 0 | 0 | 0 | 0 | 0 | 0 | 0 | 0 | 0 | 0 | 0 | 0 | ESRG
D3 | Extraction of Bagasse | BM00X00 | D3BM00X00 |  | D3BM00 | New Generic | 9999 | 40 | 1 | 2017 | 1 | 1 | 1 | 1 | 9999 |  | 0 | 0 | 0 | 0 | 0 | 0 | 0 | 0 | 0 | 0 | 0 | 0 | 0 | 0 | 0 | 0 | 0 | 0 | 0 | 0 | 0 | 0 | 0 | 0 | 0 | 0 | 0 | 0 | 0 | 0 | 0 | 0 | 0 | 0 | 0 | 0 | 0 | 0 | IRENA
D3 | Extraction of Wood | BW00X00 | D3BW00X00 |  | D3BW00 | New Generic | 9999 | 40 | 1 | 2017 | 1 | 1 | 1 | 1 | 9999 |  | 0 | 0 | 0 | 0 | 0 | 0 | 0 | 0 | 0 | 0 | 0 | 0 | 10.3 | 10.3 | 10.3 | 10.3 | 10.3 | 10.3 | 10.3 | 10.3 | 10.3 | 10.3 | 10.3 | 10.3 | 10.3 | 10.3 | 10.3 | 10.3 | 10.3 | 10.3 | 10.3 | 10.3 | 10.3 | 10.3 | 10.3 | 10.3 | 10.3 | 10.3 | IRENA
D3 | Supply of Hydro | HY00X00 | D3HY00X00 |  | D3HY00 | New Generic | 9999 | 40 | 1 | 2017 | 1 | 1 | 1 | 1 | 9999 |  | 0 | 0 | 0 | 0 | 0 | 0 | 0 | 0 | 0 | 0 | 0 | 0 | 0 | 0 | 0 | 0 | 0 | 0 | 0 | 0 | 0 | 0 | 0 | 0 | 0 | 0 | 0 | 0 | 0 | 0 | 0 | 0 | 0 | 0 | 0 | 0 | 0 | 0 | IRENA
D3 | Supply of Solar | SO00X00 | D3SO00X00 |  | D3SO00 | New Generic | 9999 | 40 | 1 | 2017 | 1 | 1 | 1 | 1 | 9999 |  | 0 | 0 | 0 | 0 | 0 | 0 | 0 | 0 | 0 | 0 | 0 | 0 | 0 | 0 | 0 | 0 | 0 | 0 | 0 | 0 | 0 | 0 | 0 | 0 | 0 | 0 | 0 | 0 | 0 | 0 | 0 | 0 | 0 | 0 | 0 | 0 | 0 | 0 | IRENA
D3 | Supply of Wind | WD00X00 | D3WD00X00 |  | D3WD00 | New Generic | 9999 | 40 | 1 | 2017 | 1 | 1 | 1 | 1 | 9999 |  | 0 | 0 | 0 | 0 | 0 | 0 | 0 | 0 | 0 | 0 | 0 | 0 | 0 | 0 | 0 | 0 | 0 | 0 | 0 | 0 | 0 | 0 | 0 | 0 | 0 | 0 | 0 | 0 | 0 | 0 | 0 | 0 | 0 | 0 | 0 | 0 | 0 | 0 | IRENA
D3 | Import of HFO | HF00I00 | D3HF00I00 |  | D3HF00 | New Generic | 9999 | 40 | 1 | 2017 | 1 | 1 | 1 | 1 | 9999 |  | 0 | 0 | 0 | 0 | 0 | 0 | 0 | 0 | 0 | 0 | 0 | 0 | 13.95 | 14.55 | 15.15 | 15.75 | 16.35 | 16.95 | 17.55 | 18.15 | 18.75 | 19.35 | 19.95 | 20.19 | 20.43 | 20.67 | 20.91 | 21.15 | 21.39 | 21.63 | 21.87 | 22.11 | 22.35 | 22.35 | 22.35 | 22.35 | 22.35 | 22.35 | IRENA
D3 | Import of Diesel | DS00I00 | D3DS00I00 |  | D3DS00 | New Generic | 9999 | 40 | 1 | 2017 | 1 | 1 | 1 | 1 | 9999 |  | 0 | 0 | 0 | 0 | 0 | 0 | 0 | 0 | 0 | 0 | 0 | 0 | 20.45 | 21.33 | 22.21 | 23.09 | 23.97 | 24.85 | 25.73 | 26.61 | 27.5 | 28.38 | 29.25 | 29.6 | 29.94 | 30.29 | 30.63 | 30.98 | 31.32 | 31.67 | 32.01 | 32.36 | 32.7 | 32.7 | 32.7 | 32.7 | 32.7 | 32.7 | IRENA
D3 | Extraction of Natural Gas | NG00X00 | D3NG00X00 |  | D3NG00 | New Generic | 9999 | 40 | 1 | 2017 | 1 | 1 | 1 | 1 | 9999 |  | 0 | 0 | 0 | 0 | 0 | 0 | 0 | 0 | 0 | 0 | 0 | 0 | 11.1 | 11.34 | 11.58 | 11.82 | 12.06 | 12.3 | 12.54 | 12.78 | 13.02 | 13.26 | 13.5 | 13.83 | 14.16 | 14.49 | 14.82 | 15.15 | 15.48 | 15.81 | 16.14 | 16.47 | 16.8 | 16.8 | 16.8 | 16.8 | 16.8 | 16.8 | IRENA
D3 | Extraction of Coal | CO00X00 | D3CO00X00 |  | D3CO00 | New Generic | 9999 | 40 | 1 | 2017 | 1 | 1 | 1 | 1 | 9999 |  | 0 | 0 | 0 | 0 | 0 | 0 | 0 | 0 | 0 | 0 | 0 | 0 | 3.2 | 3.22 | 3.24 | 3.26 | 3.28 | 3.3 | 3.32 | 3.34 | 3.36 | 3.38 | 3.4 | 3.43 | 3.46 | 3.49 | 3.52 | 3.55 | 3.58 | 3.61 | 3.64 | 3.67 | 3.7 | 3.7 | 3.7 | 3.7 | 3.7 | 3.7 | IRENA for costs, TEMBA for life
D3 | Transmission | PWRTRN | D3PWRTRN | D3ELC01 | D3ELC02 | New Generic | 9999 | 70 | 1 | 2017 | 0.8 | 1 | 1 | 1 | 9999 |  | 200 | 200 | 200 | 200 | 200 | 200 | 20 | 20 | 20 | 20 | 20 | 20 | 0 | 0 | 0 | 0 | 0 | 0 | 0 | 0 | 0 | 0 | 0 | 0 | 0 | 0 | 0 | 0 | 0 | 0 | 0 | 0 | 0 | 0 | 0 | 0 | 0 | 0 | IRENA
D3 | IMPELC | IMPELC | D3IMPELC |  | D3ELC01 | New Generic | 9999 | 40 | 1 | 2017 | 1 | 1 | 1 | 1 | 9999 |  | 0 | 0 | 0 | 0 | 0 | 0 | 0 | 0 | 0 | 0 | 0 | 0 | 999 | 999 | 999 | 999 | 999 | 999 | 999 | 999 | 999 | 999 | 999 | 999 | 999 | 999 | 999 | 999 | 999 | 999 | 999 | 999 | 999 | 999 | 999 | 999 | 999 | 999 | Dummy
D3 | Generic Diesel Centralized | DSGC00 | D3DSGC00 | D3DS00 | D3ELC01 | New Generic | 0.2 | 25 | 31.536 | 2023 | 2.8571 | 0.05 | 0.894 | 0.894 | 0.2 |  | 1162.02 | 1162.02 | 1162.02 | 1162.02 | 1162.02 | 1162.02 | 35.31 | 35.31 | 35.31 | 35.31 | 35.31 | 35.31 | 0 | 0 | 0 | 0 | 0 | 0 | 0 | 0 | 0 | 0 | 0 | 0 | 0 | 0 | 0 | 0 | 0 | 0 | 0 | 0 | 0 | 0 | 0 | 0 | 0 | 0 | IRENA
D3 | Generic HFO | HFGC00 | D3HFGC00 | D3HF00 | D3ELC01 | New Generic | 0.2 | 25 | 31.536 | 2023 | 2.8571 | 0.05 | 0.89 | 0.89 | 0.2 |  | 1162.02 | 1162.02 | 1162.02 | 1162.02 | 1162.02 | 1162.02 | 35.31 | 35.31 | 35.31 | 35.31 | 35.31 | 35.31 | 0 | 0 | 0 | 0 | 0 | 0 | 0 | 0 | 0 | 0 | 0 | 0 | 0 | 0 | 0 | 0 | 0 | 0 | 0 | 0 | 0 | 0 | 0 | 0 | 0 | 0 | IRENA
D3 | Generic Gas Open Cycle | NGOC00 | D3NGOC00 | D3NG00 | D3ELC01 | New Generic | 0.2 | 25 | 31.536 | 2024 | 2.8571 | 0.05 | 0.92 | 0.92 | 0.2 |  | 850.65 | 850.65 | 850.65 | 850.65 | 850.65 | 850.65 | 25.68 | 25.68 | 25.68 | 25.68 | 25.68 | 25.68 | 0 | 0 | 0 | 0 | 0 | 0 | 0 | 0 | 0 | 0 | 0 | 0 | 0 | 0 | 0 | 0 | 0 | 0 | 0 | 0 | 0 | 0 | 0 | 0 | 0 | 0 | IRENA
D3 | Generic Gas Combined Cycle | NGCC00 | D3NGCC00 | D3NG00 | D3ELC01 | New Generic | 0.3 | 30 | 31.536 | 2024 | 1.7241 | 0.15 | 0.92 | 0.92 | 0.3 |  | 1084.98 | 1084.98 | 1084.98 | 1084.98 | 1084.98 | 1084.98 | 32.1 | 32.1 | 32.1 | 32.1 | 32.1 | 32.1 | 0 | 0 | 0 | 0 | 0 | 0 | 0 | 0 | 0 | 0 | 0 | 0 | 0 | 0 | 0 | 0 | 0 | 0 | 0 | 0 | 0 | 0 | 0 | 0 | 0 | 0 | IRENA
D3 | Generic Gas Engine | NGEC00 | D3NGEC00 | D3NG00 | D3ELC01 | New Generic | 0.1 | 25 | 31.536 | 2024 | 2.2222 | 0.05 | 0.92 | 0.92 | 0.1 |  | 1162.02 | 1162.02 | 1162.02 | 1162.02 | 1162.02 | 1162.02 | 35.31 | 35.31 | 33 | 33 | 33 | 33 | 0 | 0 | 0 | 0 | 0 | 0 | 0 | 0 | 0 | 0 | 0 | 0 | 0 | 0 | 0 | 0 | 0 | 0 | 0 | 0 | 0 | 0 | 0 | 0 | 0 | 0 | IRENA
D3 | Generic Bagasse | BMBC00 | D3BMBC00 | D3BM00 | D3ELC01 | New Generic | 0 | 25 | 31.536 | 2024 | 3.8462 | 0.2 | 0.818 | 0.818 | 0 |  | 2580.84 | 2580.84 | 2580.84 | 2580.84 | 2580.84 | 2580.84 | 82.5826 | 82.5826 | 77.18 | 77.18 | 77.18 | 77.18 | 4.47 | 4.47 | 4.47 | 4.47 | 4.47 | 4.47 | 4.47 | 4.47 | 4.47 | 4.47 | 4.47 | 4.47 | 4.47 | 4.47 | 4.47 | 4.47 | 4.47 | 4.47 | 4.47 | 4.47 | 4.47 | 4.47 | 4.47 | 4.47 | 4.47 | 4.47 | IRENA
D3 | Generic Wood | BWWC00 | D3BWWC00 | D3BW00 | D3ELC01 | New Generic | 0.2 | 15 | 31.536 | 2024 | 3.8462 | 0.2 | 0.818 | 0.818 | 0.2 |  | 2580.84 | 2580.84 | 2580.84 | 2580.84 | 2580.84 | 2580.84 | 82.5826 | 82.5826 | 77.18 | 77.18 | 77.18 | 77.18 | 4.47 | 4.47 | 4.47 | 4.47 | 4.47 | 4.47 | 4.47 | 4.47 | 4.47 | 4.47 | 4.47 | 4.47 | 4.47 | 4.47 | 4.47 | 4.47 | 4.47 | 4.47 | 4.47 | 4.47 | 4.47 | 4.47 | 4.47 | 4.47 | 4.47 | 4.47 | IRENA
D3 | Diesel Bomba/Muanda | DSBC01 | D3DSBC01 | D3DS00 | D3ELC01 | Existing | 0.0225 | 31 | 31.536 | 2010 | 2.8571 | 0.05 | 0.8 | 0.894 | 0.0225 | 0.0225 | 1024.5 | 1024.5 | 1024.5 | 1024.5 | 1024.5 | 1024.5 | 33 | 33 | 33 | 33 | 33 | 33 | 0 | 0 | 0 | 0 | 0 | 0 | 0 | 0 | 0 | 0 | 0 | 0 | 0 | 0 | 0 | 0 | 0 | 0 | 0 | 0 | 0 | 0 | 0 | 0 | 0 | 0 | IRENA
D3 | Diesel Bandundu | DSBC02 | D3DSBC02 | D3DS00 | D3ELC01 | Existing | 0.0016 | 31 | 31.536 | 2010 | 0.35 | 0.5 | 0.8 | 0.89 | 0.0016 | 0 | 1024.5 | 1024.5 | 1024.5 | 1024.5 | 1024.5 | 1024.5 | 33 | 33 | 33 | 33 | 33 | 33 | 0 | 0 | 0 | 0 | 0 | 0 | 0 | 0 | 0 | 0 | 0 | 0 | 0 | 0 | 0 | 0 | 0 | 0 | 0 | 0 | 0 | 0 | 0 | 0 | 0 | 0 | IRENA
D3 | Diesel Basankusu | DSBC03 | D3DSBC03 | D3DS00 | D3ELC01 | Existing | 0.0006 | 31 | 31.536 | 2010 | 0.35 | 0.5 | 0.8 | 0.89 | 0.0006 | 0 | 1024.5 | 1024.5 | 1024.5 | 1024.5 | 1024.5 | 1024.5 | 33 | 33 | 33 | 33 | 33 | 33 | 0 | 0 | 0 | 0 | 0 | 0 | 0 | 0 | 0 | 0 | 0 | 0 | 0 | 0 | 0 | 0 | 0 | 0 | 0 | 0 | 0 | 0 | 0 | 0 | 0 | 0 | IRENA
D3 | Diesel Boende | DSBC04 | D3DSBC04 | D3DS00 | D3ELC01 | Existing | 0.0008 | 31 | 31.536 | 2010 | 0.35 | 0.5 | 0.8 | 0.89 | 0.0008 | 0 | 1024.5 | 1024.5 | 1024.5 | 1024.5 | 1024.5 | 1024.5 | 33 | 33 | 33 | 33 | 33 | 33 | 0 | 0 | 0 | 0 | 0 | 0 | 0 | 0 | 0 | 0 | 0 | 0 | 0 | 0 | 0 | 0 | 0 | 0 | 0 | 0 | 0 | 0 | 0 | 0 | 0 | 0 | IRENA
D3 | Diesel Bumba | DSBC05 | D3DSBC05 | D3DS00 | D3ELC01 | Existing | 0.0004 | 31 | 31.536 | 2010 | 0.35 | 0.5 | 0.8 | 0.89 | 0.0004 | 0 | 1024.5 | 1024.5 | 1024.5 | 1024.5 | 1024.5 | 1024.5 | 33 | 33 | 33 | 33 | 33 | 33 | 0 | 0 | 0 | 0 | 0 | 0 | 0 | 0 | 0 | 0 | 0 | 0 | 0 | 0 | 0 | 0 | 0 | 0 | 0 | 0 | 0 | 0 | 0 | 0 | 0 | 0 | IRENA
D3 | Diesel Buta | DSBC06 | D3DSBC06 | D3DS00 | D3ELC01 | Existing | 0.0018 | 31 | 31.536 | 2010 | 0.35 | 0.5 | 0.8 | 0.89 | 0.0018 | 0 | 1024.5 | 1024.5 | 1024.5 | 1024.5 | 1024.5 | 1024.5 | 33 | 33 | 33 | 33 | 33 | 33 | 0 | 0 | 0 | 0 | 0 | 0 | 0 | 0 | 0 | 0 | 0 | 0 | 0 | 0 | 0 | 0 | 0 | 0 | 0 | 0 | 0 | 0 | 0 | 0 | 0 | 0 | IRENA
D3 | Diesel Butembo | DSBC07 | D3DSBC07 | D3DS00 | D3ELC01 | Existing | 0.0003 | 66 | 31.536 | 1975 | 0.35 | 0.5 | 0.8 | 0.89 | 0.0003 | 0 | 1024.5 | 1024.5 | 1024.5 | 1024.5 | 1024.5 | 1024.5 | 33 | 33 | 33 | 33 | 33 | 33 | 0 | 0 | 0 | 0 | 0 | 0 | 0 | 0 | 0 | 0 | 0 | 0 | 0 | 0 | 0 | 0 | 0 | 0 | 0 | 0 | 0 | 0 | 0 | 0 | 0 | 0 | IRENA
D3 | Diesel Gemena | DSGC01 | D3DSGC01 | D3DS00 | D3ELC01 | Existing | 0 | 31 | 31.536 | 2010 | 0.35 | 0.5 | 0.8 | 0.89 | 0.0048 | 0 | 1024.5 | 1024.5 | 1024.5 | 1024.5 | 1024.5 | 1024.5 | 33 | 33 | 33 | 33 | 33 | 33 | 0 | 0 | 0 | 0 | 0 | 0 | 0 | 0 | 0 | 0 | 0 | 0 | 0 | 0 | 0 | 0 | 0 | 0 | 0 | 0 | 0 | 0 | 0 | 0 | 0 | 0 | IRENA
D3 | Diesel Goma | DSGC02 | D3DSGC02 | D3DS00 | D3ELC01 | Existing | 0.0096 | 31 | 31.536 | 2010 | 0.35 | 0.5 | 0.8 | 0.89 | 0.0096 | 0 | 1024.5 | 1024.5 | 1024.5 | 1024.5 | 1024.5 | 1024.5 | 33 | 33 | 33 | 33 | 33 | 33 | 0 | 0 | 0 | 0 | 0 | 0 | 0 | 0 | 0 | 0 | 0 | 0 | 0 | 0 | 0 | 0 | 0 | 0 | 0 | 0 | 0 | 0 | 0 | 0 | 0 | 0 | IRENA
D3 | Hydro Ruzizi 1 | HYRC01 | D3HYRC01 | D3HY00 | D3ELC01 | Existing | 0.013 | 50 | 31.536 | 2010 | 1 | 0 | 0.22 | 1 | 0.028 | 11.75 | 2830.2 | 2830.2 | 2830.2 | 2830.2 | 2830.2 | 2830.2 | 90 | 90 | 90 | 90 | 90 | 90 | 0 | 0 | 0 | 0 | 0 | 0 | 0 | 0 | 0 | 0 | 0 | 0 | 0 | 0 | 0 | 0 | 0 | 0 | 0 | 0 | 0 | 0 | 0 | 0 | 0 | 0 | IRENA
D3 | Hydro Ruzizi 2 | HYRC02 | D3HYRC02 | D3HY00 | D3ELC01 | Existing | 0.0282 | 50 | 31.536 | 2010 | 1 | 0 | 0.2 | 1 | 0.0282 | 0 | 2830.2 | 2830.2 | 2830.2 | 2830.2 | 2830.2 | 2830.2 | 90 | 90 | 90 | 90 | 90 | 90 | 0 | 0 | 0 | 0 | 0 | 0 | 0 | 0 | 0 | 0 | 0 | 0 | 0 | 0 | 0 | 0 | 0 | 0 | 0 | 0 | 0 | 0 | 0 | 0 | 0 | 0 | IRENA
D3 | Hydro Ruzizi III | HYRC03 | D3HYRC03 | D3HY00 | D3ELC01 | committed | 0.068667 | 50 | 31.536 | 2024 | 1 | 0 | 0.6 | 1 | 0.049 | 0 | 3183 | 3183 | 3183 | 3183 | 3183 | 3183 | 90 | 90 | 90 | 90 | 90 | 90 | 0 | 0 | 0 | 0 | 0 | 0 | 0 | 0 | 0 | 0 | 0 | 0 | 0 | 0 | 0 | 0 | 0 | 0 | 0 | 0 | 0 | 0 | 0 | 0 | 0 | 0 | IRENA
D3 | Hydro Other small | HYOC01 | D3HYOC01 | D3HY00 | D3ELC01 | Existing | 0.022 | 50 | 31.536 | 2019 | 1 | 0 | 0.4 | 1 | 0.022 | 0 | 2830.2 | 2830.2 | 2830.2 | 2830.2 | 2830.2 | 2830.2 | 90 | 90 | 90 | 90 | 90 | 90 | 0 | 0 | 0 | 0 | 0 | 0 | 0 | 0 | 0 | 0 | 0 | 0 | 0 | 0 | 0 | 0 | 0 | 0 | 0 | 0 | 0 | 0 | 0 | 0 | 0 | 0 | IRENA
D3 | PVE330 | SOPC330 | D3SOPC330 | D3SO00 | D3ELC01 | New Specific | 0.334 | 30 | 31.536 | 2022 | 1 | 0 | 1 | NA | 0.334 | 0 | 2216.632 | 1385.08 | 1184 | 983 | 782 | 582 | 39.488 | 50 | 40 | 30 | 20 | 9.97 | 0 | 0 | 0 | 0 | 0 | 0 | 0 | 0 | 0 | 0 | 0 | 0 | 0 | 0 | 0 | 0 | 0 | 0 | 0 | 0 | 0 | 0 | 0 | 0 | 0 | 0
D3 | PVW331 | SOPC331 | D3SOPC331 | D3SO00 | D3ELC01 | New Specific | 0.961 | 30 | 31.536 | 2022 | 1 | 0 | 1 | NA | 0.961 | 0 | 2221.076 | 1396.19 | 1194 | 991 | 788 | 586 | 39.488 | 50 | 40 | 30 | 20 | 9.97 | 0 | 0 | 0 | 0 | 0 | 0 | 0 | 0 | 0 | 0 | 0 | 0 | 0 | 0 | 0 | 0 | 0 | 0 | 0 | 0 | 0 | 0 | 0 | 0 | 0 | 0
D3 | PVW1616 | SOPC1616 | D3SOPC1616 | D3SO00 | D3ELC01 | New Specific | 0.04 | 30 | 31.536 | 2022 | 1 | 0 | 1 | NA | 0.04 | 0 | 2211.792 | 1372.98 | 1174 | 975 | 776 | 577 | 39.488 | 50 | 40 | 30 | 20 | 9.97 | 0 | 0 | 0 | 0 | 0 | 0 | 0 | 0 | 0 | 0 | 0 | 0 | 0 | 0 | 0 | 0 | 0 | 0 | 0 | 0 | 0 | 0 | 0 | 0 | 0 | 0
D3 | Generic Solar thermal no storage | SOTN00 | D3SOTN00 | D3SO00 | D3ELC01 | New Generic | 0.2 | 30 | 31.536 | 2026 | 1 | 0 | 1 | NA | 0.2 | 0 | 5253.8 | 4058 | 3758.8 | 3459.6 | 3160.4 | 2562 | 78.976 | 61 | 49.14 | 39.59 | 39.05 | 38.51 | 0 | 0 | 0 | 0 | 0 | 0 | 0 | 0 | 0 | 0 | 0 | 0 | 0 | 0 | 0 | 0 | 0 | 0 | 0 | 0 | 0 | 0 | 0 | 0 | 0 | 0
D3 | Generic Solar thermal with Storage | SOTS00 | D3SOTS00 | D3SO00 | D3ELC01 | New Generic | 0.1 | 30 | 31.536 | 2026 | 1 | 0 | 0.3 | 0.3 | 0 | 0 | 7505.8 | 5797 | 4670 | 3763 | 3711 | 3660 | 111.35 | 86 | 69.28 | 55.83 | 55.05 | 54.3 | 0 | 0 | 0 | 0 | 0 | 0 | 0 | 0 | 0 | 0 | 0 | 0 | 0 | 0 | 0 | 0 | 0 | 0 | 0 | 0 | 0 | 0 | 0 | 0 | 0 | 0
D3 | Generic Solar thermal with Gas co-firing | NGSO00 | D3NGSO00 | D3SO00 | D3ELC01 | New Generic | 0.2 | 30 | 31.536 | 2050 | 1.8868 | 0 | 0 | 0.922 | 0 | 0 | 6051 | 6051 | 6051 | 6051 | 6051 | 6051 | 60.51 | 60.51 | 60.51 | 60.51 | 60.51 | 60.51 | 0 | 0 | 0 | 0 | 0 | 0 | 0 | 0 | 0 | 0 | 0 | 0 | 0 | 0 | 0 | 0 | 0 | 0 | 0 | 0 | 0 | 0 | 0 | 0 | 0 | 0
D3 | Wind | WDLC0 | D3WDLC0 | D3WD00 | D3ELC01 | New Specific | 0.0248 | 25 | 31.536 | 2023 | 1 | 0 | 0.133 | NA | 0.0248 | 0 | 1955.4039 | 1955.4039 | 1774.5291 | 1593.6542 | 1412.7793 | 1231.9045 | 78.084 | 60 | 47.99 | 43.8 | 37.6 | 37.6 | 0 | 0 | 0 | 0 | 0 | 0 | 0 | 0 | 0 | 0 | 0 | 0 | 0 | 0 | 0 | 0 | 0 | 0 | 0 | 0 | 0 | 0 | 0 | 0 | 0 | 0
D3 | Wind | WDLC2 | D3WDLC2 | D3WD00 | D3ELC01 | New Specific | 0.0238 | 25 | 31.536 | 2023 | 1 | 0 | 0.099 | NA | 0.0238 | 0 | 2112.7072 | 2112.7072 | 1917.2818 | 1721.8564 | 1526.431 | 1331.0055 | 78.084 | 60 | 47.99 | 43.8 | 37.6 | 37.6 | 0 | 0 | 0 | 0 | 0 | 0 | 0 | 0 | 0 | 0 | 0 | 0 | 0 | 0 | 0 | 0 | 0 | 0 | 0 | 0 | 0 | 0 | 0 | 0 | 0 | 0
D3 | Wind | WDLC1 | D3WDLC1 | D3WD00 | D3ELC01 | New Specific | 0.0307 | 25 | 31.536 | 2023 | 1 | 0 | 0.084 | NA | 0.0307 | 0 | 2222.3983 | 2222.3983 | 2016.8264 | 1811.2546 | 1605.6828 | 1400.1109 | 78.084 | 60 | 47.99 | 43.8 | 37.6 | 37.6 | 0 | 0 | 0 | 0 | 0 | 0 | 0 | 0 | 0 | 0 | 0 | 0 | 0 | 0 | 0 | 0 | 0 | 0 | 0 | 0 | 0 | 0 | 0 | 0 | 0 | 0
D3 | Wind | WDLDUM1 | D3WDLDUM1 | D3WD00 | D3ELC01 | New Specific | 0 | 25 | 31.536 | 2023 | 1 | 0 | 0 | NA | 0 | 0 | 999999 | 999999 | 907499.0925 | 814999.185 | 722499.2775 | 629999.37 | 78.084 | 60 | 47.99 | 43.8 | 37.6 | 37.6 | 0 | 0 | 0 | 0 | 0 | 0 | 0 | 0 | 0 | 0 | 0 | 0 | 0 | 0 | 0 | 0 | 0 | 0 | 0 | 0 | 0 | 0 | 0 | 0 | 0 | 0
D3 | Wind | WDLDUM2 | D3WDLDUM2 | D3WD00 | D3ELC01 | New Specific | 0 | 25 | 31.536 | 2023 | 1 | 0 | 0 | NA | 0 | 0 | 999999 | 999999 | 907499.0925 | 814999.185 | 722499.2775 | 629999.37 | 78.084 | 60 | 47.99 | 43.8 | 37.6 | 37.6 | 0 | 0 | 0 | 0 | 0 | 0 | 0 | 0 | 0 | 0 | 0 | 0 | 0 | 0 | 0 | 0 | 0 | 0 | 0 | 0 | 0 | 0 | 0 | 0 | 0 | 0
D3 | Wind | WDLDUM3 | D3WDLDUM3 | D3WD00 | D3ELC01 | New Specific | 0 | 25 | 31.536 | 2023 | 1 | 0 | 0 | NA | 0 | 0 | 999999 | 999999 | 907499.0925 | 814999.185 | 722499.2775 | 629999.37 | 78.084 | 60 | 47.99 | 43.8 | 37.6 | 37.6 | 0 | 0 | 0 | 0 | 0 | 0 | 0 | 0 | 0 | 0 | 0 | 0 | 0 | 0 | 0 | 0 | 0 | 0 | 0 | 0 | 0 | 0 | 0 | 0 | 0 | 0
D3 | Wind | WDLDUM4 | D3WDLDUM4 | D3WD00 | D3ELC01 | New Specific | 0 | 25 | 31.536 | 2023 | 1 | 0 | 0 | NA | 0 | 0 | 999999 | 999999 | 907499.0925 | 814999.185 | 722499.2775 | 629999.37 | 78.084 | 60 | 47.99 | 43.8 | 37.6 | 37.6 | 0 | 0 | 0 | 0 | 0 | 0 | 0 | 0 | 0 | 0 | 0 | 0 | 0 | 0 | 0 | 0 | 0 | 0 | 0 | 0 | 0 | 0 | 0 | 0 | 0 | 0
D3 | Wind | WDLDUM5 | D3WDLDUM5 | D3WD00 | D3ELC01 | New Specific | 0 | 25 | 31.536 | 2023 | 1 | 0 | 0 | NA | 0 | 0 | 999999 | 999999 | 907499.0925 | 814999.185 | 722499.2775 | 629999.37 | 78.084 | 60 | 47.99 | 43.8 | 37.6 | 37.6 | 0 | 0 | 0 | 0 | 0 | 0 | 0 | 0 | 0 | 0 | 0 | 0 | 0 | 0 | 0 | 0 | 0 | 0 | 0 | 0 | 0 | 0 | 0 | 0 | 0 | 0
D3 | Wind | WDLDUM6 | D3WDLDUM6 | D3WD00 | D3ELC01 | New Specific | 0 | 25 | 31.536 | 2023 | 1 | 0 | 0 | NA | 0 | 0 | 999999 | 999999 | 907499.0925 | 814999.185 | 722499.2775 | 629999.37 | 78.084 | 60 | 47.99 | 43.8 | 37.6 | 37.6 | 0 | 0 | 0 | 0 | 0 | 0 | 0 | 0 | 0 | 0 | 0 | 0 | 0 | 0 | 0 | 0 | 0 | 0 | 0 | 0 | 0 | 0 | 0 | 0 | 0 | 0
D3 | Wind | WDLDUM7 | D3WDLDUM7 | D3WD00 | D3ELC01 | New Specific | 0 | 25 | 31.536 | 2023 | 1 | 0 | 0 | NA | 0 | 0 | 999999 | 999999 | 907499.0925 | 814999.185 | 722499.2775 | 629999.37 | 78.084 | 60 | 47.99 | 43.8 | 37.6 | 37.6 | 0 | 0 | 0 | 0 | 0 | 0 | 0 | 0 | 0 | 0 | 0 | 0 | 0 | 0 | 0 | 0 | 0 | 0 | 0 | 0 | 0 | 0 | 0 | 0 | 0 | 0
D3 | LT-0031 Kiliba - Katobo | HLT0031 | D3HLT0031 | D3HY00 | D3ELC01 | New Specific | 0.015 | 30 | 31.536 | 2023 | 1 | 0.5 | 0.56 | 1 | 0.015 | 0 | 4941 | 4941 | 4941 | 4941 | 4941 | 4941 | 123.525 | 123.525 | 123.525 | 123.525 | 123.525 | 123.525 | 0 | 0 | 0 | 0 | 0 | 0 | 0 | 0 | 0 | 0 | 0 | 0 | 0 | 0 | 0 | 0 | 0 | 0 | 0 | 0 | 0 | 0 | 0 | 0 | 0 | 0
D3 | SF-0421 SF-0421 | HSF0421 | D3HSF0421 | D3HY00 | D3ELC01 | New Specific | 0.01 | 30 | 31.536 | 2023 | 1 | 0.5 | 0.56 | 1 | 0.01 | 0 | 5627 | 5627 | 5627 | 5627 | 5627 | 5627 | 140.675 | 140.675 | 140.675 | 140.675 | 140.675 | 140.675 | 0 | 0 | 0 | 0 | 0 | 0 | 0 | 0 | 0 | 0 | 0 | 0 | 0 | 0 | 0 | 0 | 0 | 0 | 0 | 0 | 0 | 0 | 0 | 0 | 0 | 0
D3 | SF-0540 SF-0540 | HSF0540 | D3HSF0540 | D3HY00 | D3ELC01 | New Specific | 0.0072 | 30 | 31.536 | 2023 | 1 | 0.5 | 0.56 | 1 | 0.0072 | 0 | 5726 | 5726 | 5726 | 5726 | 5726 | 5726 | 143.15 | 143.15 | 143.15 | 143.15 | 143.15 | 143.15 | 0 | 0 | 0 | 0 | 0 | 0 | 0 | 0 | 0 | 0 | 0 | 0 | 0 | 0 | 0 | 0 | 0 | 0 | 0 | 0 | 0 | 0 | 0 | 0 | 0 | 0
D3 | SF-0759 SF-0759 | HSF0759 | D3HSF0759 | D3HY00 | D3ELC01 | New Specific | 0.0149 | 30 | 31.536 | 2023 | 1 | 0.5 | 0.56 | 1 | 0.0149 | 0 | 4834 | 4834 | 4834 | 4834 | 4834 | 4834 | 120.85 | 120.85 | 120.85 | 120.85 | 120.85 | 120.85 | 0 | 0 | 0 | 0 | 0 | 0 | 0 | 0 | 0 | 0 | 0 | 0 | 0 | 0 | 0 | 0 | 0 | 0 | 0 | 0 | 0 | 0 | 0 | 0 | 0 | 0
D3 | SF-0763 SF-0763 | HSF0763 | D3HSF0763 | D3HY00 | D3ELC01 | New Specific | 0.0105 | 30 | 31.536 | 2023 | 1 | 0.5 | 0.56 | 1 | 0.0105 | 0 | 6115 | 6115 | 6115 | 6115 | 6115 | 6115 | 152.875 | 152.875 | 152.875 | 152.875 | 152.875 | 152.875 | 0 | 0 | 0 | 0 | 0 | 0 | 0 | 0 | 0 | 0 | 0 | 0 | 0 | 0 | 0 | 0 | 0 | 0 | 0 | 0 | 0 | 0 | 0 | 0 | 0 | 0
D3 | SF-0856 SF-0856 | HSF0856 | D3HSF0856 | D3HY00 | D3ELC01 | New Specific | 0.0192 | 30 | 31.536 | 2023 | 1 | 0.5 | 0.56 | 1 | 0.0192 | 0 | 6371 | 6371 | 6371 | 6371 | 6371 | 6371 | 159.275 | 159.275 | 159.275 | 159.275 | 159.275 | 159.275 | 0 | 0 | 0 | 0 | 0 | 0 | 0 | 0 | 0 | 0 | 0 | 0 | 0 | 0 | 0 | 0 | 0 | 0 | 0 | 0 | 0 | 0 | 0 | 0 | 0 | 0
D3 | SF-0931 SF-0931 | HSF0931 | D3HSF0931 | D3HY00 | D3ELC01 | New Specific | 0.0168 | 30 | 31.536 | 2023 | 1 | 0.5 | 0.56 | 1 | 0.0168 | 0 | 4676 | 4676 | 4676 | 4676 | 4676 | 4676 | 116.9 | 116.9 | 116.9 | 116.9 | 116.9 | 116.9 | 0 | 0 | 0 | 0 | 0 | 0 | 0 | 0 | 0 | 0 | 0 | 0 | 0 | 0 | 0 | 0 | 0 | 0 | 0 | 0 | 0 | 0 | 0 | 0 | 0 | 0
D3 | SF-0939 SF-0939 | HSF0939 | D3HSF0939 | D3HY00 | D3ELC01 | New Specific | 0.0177 | 30 | 31.536 | 2023 | 1 | 0.5 | 0.56 | 1 | 0.0177 | 0 | 5922 | 5922 | 5922 | 5922 | 5922 | 5922 | 148.05 | 148.05 | 148.05 | 148.05 | 148.05 | 148.05 | 0 | 0 | 0 | 0 | 0 | 0 | 0 | 0 | 0 | 0 | 0 | 0 | 0 | 0 | 0 | 0 | 0 | 0 | 0 | 0 | 0 | 0 | 0 | 0 | 0 | 0
D3 | LT-0027 Ulindi | HLT0027 | D3HLT0027 | D3HY00 | D3ELC01 | New Specific | 0.03 | 30 | 31.536 | 2025 | 1 | 0.5 | 0.56 | 1 | 0.03 | 0 | 6124 | 6124 | 6124 | 6124 | 6124 | 6124 | 153.1 | 153.1 | 153.1 | 153.1 | 153.1 | 153.1 | 0 | 0 | 0 | 0 | 0 | 0 | 0 | 0 | 0 | 0 | 0 | 0 | 0 | 0 | 0 | 0 | 0 | 0 | 0 | 0 | 0 | 0 | 0 | 0 | 0 | 0
D3 | LT-0030 Biliza | HLT0030 | D3HLT0030 | D3HY00 | D3ELC01 | New Specific | 0.034 | 30 | 31.536 | 2025 | 1 | 0.5 | 0.56 | 1 | 0.034 | 0 | 4832 | 4832 | 4832 | 4832 | 4832 | 4832 | 120.8 | 120.8 | 120.8 | 120.8 | 120.8 | 120.8 | 0 | 0 | 0 | 0 | 0 | 0 | 0 | 0 | 0 | 0 | 0 | 0 | 0 | 0 | 0 | 0 | 0 | 0 | 0 | 0 | 0 | 0 | 0 | 0 | 0 | 0
D3 | LT-0040 Mugomba / Mungomba | HLT0040 | D3HLT0040 | D3HY00 | D3ELC01 | New Specific | 0.04 | 30 | 31.536 | 2025 | 1 | 0.5 | 0.56 | 1 | 0.04 | 0 | 4601 | 4601 | 4601 | 4601 | 4601 | 4601 | 115.025 | 115.025 | 115.025 | 115.025 | 115.025 | 115.025 | 0 | 0 | 0 | 0 | 0 | 0 | 0 | 0 | 0 | 0 | 0 | 0 | 0 | 0 | 0 | 0 | 0 | 0 | 0 | 0 | 0 | 0 | 0 | 0 | 0 | 0
D3 | LT-0046 Chutes Kasiru | HLT0046 | D3HLT0046 | D3HY00 | D3ELC01 | New Specific | 0.04 | 30 | 31.536 | 2025 | 1 | 0.5 | 0.56 | 1 | 0.04 | 0 | 4084 | 4084 | 4084 | 4084 | 4084 | 4084 | 102.1 | 102.1 | 102.1 | 102.1 | 102.1 | 102.1 | 0 | 0 | 0 | 0 | 0 | 0 | 0 | 0 | 0 | 0 | 0 | 0 | 0 | 0 | 0 | 0 | 0 | 0 | 0 | 0 | 0 | 0 | 0 | 0 | 0 | 0
D3 | LT-0067 Muhuma | HLT0067 | D3HLT0067 | D3HY00 | D3ELC01 | New Specific | 0.025 | 30 | 31.536 | 2025 | 1 | 0.5 | 0.56 | 1 | 0.025 | 0 | 5061 | 5061 | 5061 | 5061 | 5061 | 5061 | 126.525 | 126.525 | 126.525 | 126.525 | 126.525 | 126.525 | 0 | 0 | 0 | 0 | 0 | 0 | 0 | 0 | 0 | 0 | 0 | 0 | 0 | 0 | 0 | 0 | 0 | 0 | 0 | 0 | 0 | 0 | 0 | 0 | 0 | 0
D3 | SF-0911 SF-0911 | HSF0911 | D3HSF0911 | D3HY00 | D3ELC01 | New Specific | 0.0285 | 30 | 31.536 | 2025 | 1 | 0.5 | 0.56 | 1 | 0.0285 | 0 | 5476 | 5476 | 5476 | 5476 | 5476 | 5476 | 136.9 | 136.9 | 136.9 | 136.9 | 136.9 | 136.9 | 0 | 0 | 0 | 0 | 0 | 0 | 0 | 0 | 0 | 0 | 0 | 0 | 0 | 0 | 0 | 0 | 0 | 0 | 0 | 0 | 0 | 0 | 0 | 0 | 0 | 0
D3 | SF-0982 SF-0982 | HSF0982 | D3HSF0982 | D3HY00 | D3ELC01 | New Specific | 0.0471 | 30 | 31.536 | 2025 | 1 | 0.5 | 0.56 | 1 | 0.0471 | 0 | 4620 | 4620 | 4620 | 4620 | 4620 | 4620 | 115.5 | 115.5 | 115.5 | 115.5 | 115.5 | 115.5 | 0 | 0 | 0 | 0 | 0 | 0 | 0 | 0 | 0 | 0 | 0 | 0 | 0 | 0 | 0 | 0 | 0 | 0 | 0 | 0 | 0 | 0 | 0 | 0 | 0 | 0
D3 | LT-0033 Ruzizi IV - Sisi V | HLT0033 | D3HLT0033 | D3HY00 | D3ELC01 | New Specific | 0.1335 | 30 | 31.536 | 2027 | 1 | 0.5 | 0.56 | 1 | 0.1335 | 0 | 2465 | 2465 | 2465 | 2465 | 2465 | 2465 | 61.625 | 61.625 | 61.625 | 61.625 | 61.625 | 61.625 | 0 | 0 | 0 | 0 | 0 | 0 | 0 | 0 | 0 | 0 | 0 | 0 | 0 | 0 | 0 | 0 | 0 | 0 | 0 | 0 | 0 | 0 | 0 | 0 | 0 | 0
D3 | Other_small_1 | HSFO01 | D3HSFO01 | D3HY00 | D3ELC01 | New Specific | 0.054 | 30 | 31.536 | 2023 | 1 | 0.5 | 0.56 | 1 | 0.054 | 0 | 7206 | 7206 | 7206 | 7206 | 7206 | 7206 | 162.135 | 180.15 | 180.15 | 180.15 | 180.15 | 180.15 | 0 | 0 | 0 | 0 | 0 | 0 | 0 | 0 | 0 | 0 | 0 | 0 | 0 | 0 | 0 | 0 | 0 | 0 | 0
D3 | Other_small_2 | HSFO02 | D3HSFO02 | D3HY00 | D3ELC01 | New Specific | 0.03 | 30 | 31.536 | 2023 | 1 | 0.5 | 0.56 | 1 | 0.03 | 0 | 7665 | 7665 | 7665 | 7665 | 7665 | 7665 | 172.4625 | 191.625 | 191.625 | 191.625 | 191.625 | 191.625 | 0 | 0 | 0 | 0 | 0 | 0 | 0 | 0 | 0 | 0 | 0 | 0 | 0 | 0 | 0 | 0 | 0 | 0 | 0
D3 | Other_small_3 | HSFO03 | D3HSFO03 | D3HY00 | D3ELC01 | New Specific | 0.038 | 30 | 31.536 | 2023 | 1 | 0.5 | 0.56 | 1 | 0.038 | 0 | 8039 | 8039 | 8039 | 8039 | 8039 | 8039 | 180.8775 | 200.975 | 200.975 | 200.975 | 200.975 | 200.975 | 0 | 0 | 0 | 0 | 0 | 0 | 0 | 0 | 0 | 0 | 0 | 0 | 0 | 0 | 0 | 0 | 0 | 0 | 0
Note on R14: [Threaded comment] Your version of Excel allows you to read this threaded comment; however, any edits to it will get removed if the file is opened in a newer version of Excel. Learn more: https://go.microsoft.com/fwlink/?linkid=870924 Comment: Temba has 365 for transmission and 2502 for distribution

## ResidualCapacity
TECHNOLOGY | 2020 | 2021 | 2022 | 2023 | 2024 | 2025 | 2026 | 2027 | 2028 | 2029 | 2030 | 2031 | 2032 | 2033 | 2034 | 2035 | 2036 | 2037 | 2038 | 2039 | 2040 | 2041 | 2042 | 2043 | 2044 | 2045 | 2046 | 2047 | 2048 | 2049 | 2050
D3DMRELC01 | 9999 | 9999 | 9999 | 9999 | 9999 | 9999 | 9999 | 9999 | 9999 | 9999 | 9999 | 9999 | 9999 | 9999 | 9999 | 9999 | 9999 | 9999 | 9999 | 9999 | 9999 | 9999 | 9999 | 9999 | 9999 | 9999 | 9999 | 9999 | 9999 | 9999 | 9999
D3DMIELC01 | 9999 | 9999 | 9999 | 9999 | 9999 | 9999 | 9999 | 9999 | 9999 | 9999 | 9999 | 9999 | 9999 | 9999 | 9999 | 9999 | 9999 | 9999 | 9999 | 9999 | 9999 | 9999 | 9999 | 9999 | 9999 | 9999 | 9999 | 9999 | 9999 | 9999 | 9999
D3DMOELC01 | 9999 | 9999 | 9999 | 9999 | 9999 | 9999 | 9999 | 9999 | 9999 | 9999 | 9999 | 9999 | 9999 | 9999 | 9999 | 9999 | 9999 | 9999 | 9999 | 9999 | 9999 | 9999 | 9999 | 9999 | 9999 | 9999 | 9999 | 9999 | 9999 | 9999 | 9999
D3BM00X00 | 9999 | 9999 | 9999 | 9999 | 9999 | 9999 | 9999 | 9999 | 9999 | 9999 | 9999 | 9999 | 9999 | 9999 | 9999 | 9999 | 9999 | 9999 | 9999 | 9999 | 9999 | 9999 | 9999 | 9999 | 9999 | 9999 | 9999 | 9999 | 9999 | 9999 | 9999
D3BW00X00 | 9999 | 9999 | 9999 | 9999 | 9999 | 9999 | 9999 | 9999 | 9999 | 9999 | 9999 | 9999 | 9999 | 9999 | 9999 | 9999 | 9999 | 9999 | 9999 | 9999 | 9999 | 9999 | 9999 | 9999 | 9999 | 9999 | 9999 | 9999 | 9999 | 9999 | 9999
D3HY00X00 | 9999 | 9999 | 9999 | 9999 | 9999 | 9999 | 9999 | 9999 | 9999 | 9999 | 9999 | 9999 | 9999 | 9999 | 9999 | 9999 | 9999 | 9999 | 9999 | 9999 | 9999 | 9999 | 9999 | 9999 | 9999 | 9999 | 9999 | 9999 | 9999 | 9999 | 9999
D3SO00X00 | 9999 | 9999 | 9999 | 9999 | 9999 | 9999 | 9999 | 9999 | 9999 | 9999 | 9999 | 9999 | 9999 | 9999 | 9999 | 9999 | 9999 | 9999 | 9999 | 9999 | 9999 | 9999 | 9999 | 9999 | 9999 | 9999 | 9999 | 9999 | 9999 | 9999 | 9999
D3WD00X00 | 9999 | 9999 | 9999 | 9999 | 9999 | 9999 | 9999 | 9999 | 9999 | 9999 | 9999 | 9999 | 9999 | 9999 | 9999 | 9999 | 9999 | 9999 | 9999 | 9999 | 9999 | 9999 | 9999 | 9999 | 9999 | 9999 | 9999 | 9999 | 9999 | 9999 | 9999
D3HF00I00 | 9999 | 9999 | 9999 | 9999 | 9999 | 9999 | 9999 | 9999 | 9999 | 9999 | 9999 | 9999 | 9999 | 9999 | 9999 | 9999 | 9999 | 9999 | 9999 | 9999 | 9999 | 9999 | 9999 | 9999 | 9999 | 9999 | 9999 | 9999 | 9999 | 9999 | 9999
D3DS00I00 | 9999 | 9999 | 9999 | 9999 | 9999 | 9999 | 9999 | 9999 | 9999 | 9999 | 9999 | 9999 | 9999 | 9999 | 9999 | 9999 | 9999 | 9999 | 9999 | 9999 | 9999 | 9999 | 9999 | 9999 | 9999 | 9999 | 9999 | 9999 | 9999 | 9999 | 9999
D3NG00X00 | 9999 | 9999 | 9999 | 9999 | 9999 | 9999 | 9999 | 9999 | 9999 | 9999 | 9999 | 9999 | 9999 | 9999 | 9999 | 9999 | 9999 | 9999 | 9999 | 9999 | 9999 | 9999 | 9999 | 9999 | 9999 | 9999 | 9999 | 9999 | 9999 | 9999 | 9999
D3CO00X00 | 9999 | 9999 | 9999 | 9999 | 9999 | 9999 | 9999 | 9999 | 9999 | 9999 | 9999 | 9999 | 9999 | 9999 | 9999 | 9999 | 9999 | 9999 | 9999 | 9999 | 9999 | 9999 | 9999 | 9999 | 9999 | 9999 | 9999 | 9999 | 9999 | 9999 | 9999
D3PWRTRN | 9999 | 9999 | 9999 | 9999 | 9999 | 9999 | 9999 | 9999 | 9999 | 9999 | 9999 | 9999 | 9999 | 9999 | 9999 | 9999 | 9999 | 9999 | 9999 | 9999 | 9999 | 9999 | 9999 | 9999 | 9999 | 9999 | 9999 | 9999 | 9999 | 9999 | 9999
D3IMPELC | 9999 | 9999 | 9999 | 9999 | 9999 | 9999 | 9999 | 9999 | 9999 | 9999 | 9999 | 9999 | 9999 | 9999 | 9999 | 9999 | 9999 | 9999 | 9999 | 9999 | 9999 | 9999 | 9999 | 9999 | 9999 | 9999 | 9999 | 9999 | 9999 | 9999 | 9999
D3DSGC00 | 0 | 0 | 0 | 0 | 0 | 0 | 0 | 0 | 0 | 0 | 0 | 0 | 0 | 0 | 0 | 0 | 0 | 0 | 0 | 0 | 0 | 0 | 0 | 0 | 0 | 0 | 0 | 0 | 0 | 0 | 0
D3HFGC00 | 0 | 0 | 0 | 0 | 0 | 0 | 0 | 0 | 0 | 0 | 0 | 0 | 0 | 0 | 0 | 0 | 0 | 0 | 0 | 0 | 0 | 0 | 0 | 0 | 0 | 0 | 0 | 0 | 0 | 0 | 0
D3NGOC00 | 0 | 0 | 0 | 0 | 0 | 0 | 0 | 0 | 0 | 0 | 0 | 0 | 0 | 0 | 0 | 0 | 0 | 0 | 0 | 0 | 0 | 0 | 0 | 0 | 0 | 0 | 0 | 0 | 0 | 0 | 0
D3NGCC00 | 0 | 0 | 0 | 0 | 0 | 0 | 0 | 0 | 0 | 0 | 0 | 0 | 0 | 0 | 0 | 0 | 0 | 0 | 0 | 0 | 0 | 0 | 0 | 0 | 0 | 0 | 0 | 0 | 0 | 0 | 0
D3NGEC00 | 0 | 0 | 0 | 0 | 0 | 0 | 0 | 0 | 0 | 0 | 0 | 0 | 0 | 0 | 0 | 0 | 0 | 0 | 0 | 0 | 0 | 0 | 0 | 0 | 0 | 0 | 0 | 0 | 0 | 0 | 0
D3BMBC00 | 0 | 0 | 0 | 0 | 0 | 0 | 0 | 0 | 0 | 0 | 0 | 0 | 0 | 0 | 0 | 0 | 0 | 0 | 0 | 0 | 0 | 0 | 0 | 0 | 0 | 0 | 0 | 0 | 0 | 0 | 0
D3BWWC00 | 0 | 0 | 0 | 0 | 0 | 0 | 0 | 0 | 0 | 0 | 0 | 0 | 0 | 0 | 0 | 0 | 0 | 0 | 0 | 0 | 0 | 0 | 0 | 0 | 0 | 0 | 0 | 0 | 0 | 0 | 0
D3DSBC01 | 0.0225 | 0.0225 | 0.0225 | 0.0225 | 0.0225 | 0.0225 | 0.0225 | 0.0225 | 0.0225 | 0.0225 | 0.0225 | 0.0225 | 0.0225 | 0.0225 | 0.0225 | 0.0225 | 0.0225 | 0.0225 | 0.0225 | 0.0225 | 0.0225 | 0 | 0 | 0 | 0 | 0 | 0 | 0 | 0 | 0 | 0
D3DSBC02 | 0.0016 | 0.0016 | 0.0016 | 0.0016 | 0.0016 | 0.0016 | 0.0016 | 0.0016 | 0.0016 | 0.0016 | 0.0016 | 0.0016 | 0.0016 | 0.0016 | 0.0016 | 0.0016 | 0.0016 | 0.0016 | 0.0016 | 0.0016 | 0.0016 | 0 | 0 | 0 | 0 | 0 | 0 | 0 | 0 | 0 | 0
D3DSBC03 | 0.0006 | 0.0006 | 0.0006 | 0.0006 | 0.0006 | 0.0006 | 0.0006 | 0.0006 | 0.0006 | 0.0006 | 0.0006 | 0.0006 | 0.0006 | 0.0006 | 0.0006 | 0.0006 | 0.0006 | 0.0006 | 0.0006 | 0.0006 | 0.0006 | 0 | 0 | 0 | 0 | 0 | 0 | 0 | 0 | 0 | 0
D3DSBC04 | 0.0008 | 0.0008 | 0.0008 | 0.0008 | 0.0008 | 0.0008 | 0.0008 | 0.0008 | 0.0008 | 0.0008 | 0.0008 | 0.0008 | 0.0008 | 0.0008 | 0.0008 | 0.0008 | 0.0008 | 0.0008 | 0.0008 | 0.0008 | 0.0008 | 0 | 0 | 0 | 0 | 0 | 0 | 0 | 0 | 0 | 0
D3DSBC05 | 0.0004 | 0.0004 | 0.0004 | 0.0004 | 0.0004 | 0.0004 | 0.0004 | 0.0004 | 0.0004 | 0.0004 | 0.0004 | 0.0004 | 0.0004 | 0.0004 | 0.0004 | 0.0004 | 0.0004 | 0.0004 | 0.0004 | 0.0004 | 0.0004 | 0 | 0 | 0 | 0 | 0 | 0 | 0 | 0 | 0 | 0
D3DSBC06 | 0.0018 | 0.0018 | 0.0018 | 0.0018 | 0.0018 | 0.0018 | 0.0018 | 0.0018 | 0.0018 | 0.0018 | 0.0018 | 0.0018 | 0.0018 | 0.0018 | 0.0018 | 0.0018 | 0.0018 | 0.0018 | 0.0018 | 0.0018 | 0.0018 | 0 | 0 | 0 | 0 | 0 | 0 | 0 | 0 | 0 | 0
D3DSBC07 | 0.0003 | 0.0003 | 0.0003 | 0.0003 | 0.0003 | 0.0003 | 0.0003 | 0.0003 | 0.0003 | 0.0003 | 0.0003 | 0.0003 | 0.0003 | 0.0003 | 0.0003 | 0.0003 | 0.0003 | 0.0003 | 0.0003 | 0.0003 | 0.0003 | 0 | 0 | 0 | 0 | 0 | 0 | 0 | 0 | 0 | 0
D3DSGC01 | 0.0048 | 0.0048 | 0.0048 | 0.0048 | 0.0048 | 0.0048 | 0.0048 | 0.0048 | 0.0048 | 0.0048 | 0.0048 | 0.0048 | 0.0048 | 0.0048 | 0.0048 | 0.0048 | 0.0048 | 0.0048 | 0.0048 | 0.0048 | 0.0048 | 0 | 0 | 0 | 0 | 0 | 0 | 0 | 0 | 0 | 0
D3DSGC02 | 0.0096 | 0.0096 | 0.0096 | 0.0096 | 0.0096 | 0.0096 | 0.0096 | 0.0096 | 0.0096 | 0.0096 | 0.0096 | 0.0096 | 0.0096 | 0.0096 | 0.0096 | 0.0096 | 0.0096 | 0.0096 | 0.0096 | 0.0096 | 0.0096 | 0 | 0 | 0 | 0 | 0 | 0 | 0 | 0 | 0 | 0
D3HYRC01 | 0.028 | 0.028 | 0.028 | 0.028 | 0.028 | 0.028 | 0.028 | 0.028 | 0.028 | 0.028 | 0.028 | 0.028 | 0.028 | 0.028 | 0.028 | 0.028 | 0.028 | 0.028 | 0.028 | 0.028 | 0.028 | 0.028 | 0.028 | 0.028 | 0.028 | 0.028 | 0.028 | 0.028 | 0.028 | 0.028 | 0.028
D3HYRC02 | 0.0282 | 0.0282 | 0.0282 | 0.0282 | 0.0282 | 0.0282 | 0.0282 | 0.0282 | 0.0282 | 0.0282 | 0.0282 | 0.0282 | 0.0282 | 0.0282 | 0.0282 | 0.0282 | 0.0282 | 0.0282 | 0.0282 | 0.0282 | 0.0282 | 0.0282 | 0.0282 | 0.0282 | 0.0282 | 0.0282 | 0.0282 | 0.0282 | 0.0282 | 0.0282 | 0.0282
D3HYRC03 | 0 | 0 | 0 | 0 | 0 | 0 | 0 | 0 | 0 | 0 | 0 | 0 | 0 | 0 | 0 | 0 | 0 | 0 | 0 | 0 | 0 | 0 | 0 | 0 | 0 | 0 | 0 | 0 | 0 | 0 | 0
D3HYOC01 | 0.022 | 0.022 | 0.022 | 0.022 | 0.022 | 0.022 | 0.022 | 0.022 | 0.022 | 0.022 | 0.022 | 0.022 | 0.022 | 0.022 | 0.022 | 0.022 | 0.022 | 0.022 | 0.022 | 0.022 | 0.022 | 0.022 | 0.022 | 0.022 | 0.022 | 0.022 | 0.022 | 0.022 | 0.022 | 0.022 | 0.022
D3SOPC330 | 0 | 0 | 0 | 0 | 0 | 0 | 0 | 0 | 0 | 0 | 0 | 0 | 0 | 0 | 0 | 0 | 0 | 0 | 0 | 0 | 0 | 0 | 0 | 0 | 0 | 0 | 0 | 0 | 0 | 0 | 0
D3SOPC331 | 0 | 0 | 0 | 0 | 0 | 0 | 0 | 0 | 0 | 0 | 0 | 0 | 0 | 0 | 0 | 0 | 0 | 0 | 0 | 0 | 0 | 0 | 0 | 0 | 0 | 0 | 0 | 0 | 0 | 0 | 0
D3SOPC1616 | 0 | 0 | 0 | 0 | 0 | 0 | 0 | 0 | 0 | 0 | 0 | 0 | 0 | 0 | 0 | 0 | 0 | 0 | 0 | 0 | 0 | 0 | 0 | 0 | 0 | 0 | 0 | 0 | 0 | 0 | 0
D3SOTN00 | 0 | 0 | 0 | 0 | 0 | 0 | 0 | 0 | 0 | 0 | 0 | 0 | 0 | 0 | 0 | 0 | 0 | 0 | 0 | 0 | 0 | 0 | 0 | 0 | 0 | 0 | 0 | 0 | 0 | 0 | 0
D3SOTS00 | 0 | 0 | 0 | 0 | 0 | 0 | 0 | 0 | 0 | 0 | 0 | 0 | 0 | 0 | 0 | 0 | 0 | 0 | 0 | 0 | 0 | 0 | 0 | 0 | 0 | 0 | 0 | 0 | 0 | 0 | 0
D3NGSO00 | 0 | 0 | 0 | 0 | 0 | 0 | 0 | 0 | 0 | 0 | 0 | 0 | 0 | 0 | 0 | 0 | 0 | 0 | 0 | 0 | 0 | 0 | 0 | 0 | 0 | 0 | 0 | 0 | 0 | 0 | 0
D3WDLC0 | 0 | 0 | 0 | 0 | 0 | 0 | 0 | 0 | 0 | 0 | 0 | 0 | 0 | 0 | 0 | 0 | 0 | 0 | 0 | 0 | 0 | 0 | 0 | 0 | 0 | 0 | 0 | 0 | 0 | 0 | 0
D3WDLC2 | 0 | 0 | 0 | 0 | 0 | 0 | 0 | 0 | 0 | 0 | 0 | 0 | 0 | 0 | 0 | 0 | 0 | 0 | 0 | 0 | 0 | 0 | 0 | 0 | 0 | 0 | 0 | 0 | 0 | 0 | 0
D3WDLC1 | 0 | 0 | 0 | 0 | 0 | 0 | 0 | 0 | 0 | 0 | 0 | 0 | 0 | 0 | 0 | 0 | 0 | 0 | 0 | 0 | 0 | 0 | 0 | 0 | 0 | 0 | 0 | 0 | 0 | 0 | 0
D3WDLDUM1 | 0 | 0 | 0 | 0 | 0 | 0 | 0 | 0 | 0 | 0 | 0 | 0 | 0 | 0 | 0 | 0 | 0 | 0 | 0 | 0 | 0 | 0 | 0 | 0 | 0 | 0 | 0 | 0 | 0 | 0 | 0
D3WDLDUM2 | 0 | 0 | 0 | 0 | 0 | 0 | 0 | 0 | 0 | 0 | 0 | 0 | 0 | 0 | 0 | 0 | 0 | 0 | 0 | 0 | 0 | 0 | 0 | 0 | 0 | 0 | 0 | 0 | 0 | 0 | 0
D3WDLDUM3 | 0 | 0 | 0 | 0 | 0 | 0 | 0 | 0 | 0 | 0 | 0 | 0 | 0 | 0 | 0 | 0 | 0 | 0 | 0 | 0 | 0 | 0 | 0 | 0 | 0 | 0 | 0 | 0 | 0 | 0 | 0
D3WDLDUM4 | 0 | 0 | 0 | 0 | 0 | 0 | 0 | 0 | 0 | 0 | 0 | 0 | 0 | 0 | 0 | 0 | 0 | 0 | 0 | 0 | 0 | 0 | 0 | 0 | 0 | 0 | 0 | 0 | 0 | 0 | 0
D3WDLDUM5 | 0 | 0 | 0 | 0 | 0 | 0 | 0 | 0 | 0 | 0 | 0 | 0 | 0 | 0 | 0 | 0 | 0 | 0 | 0 | 0 | 0 | 0 | 0 | 0 | 0 | 0 | 0 | 0 | 0 | 0 | 0
D3WDLDUM6 | 0 | 0 | 0 | 0 | 0 | 0 | 0 | 0 | 0 | 0 | 0 | 0 | 0 | 0 | 0 | 0 | 0 | 0 | 0 | 0 | 0 | 0 | 0 | 0 | 0 | 0 | 0 | 0 | 0 | 0 | 0
D3WDLDUM7 | 0 | 0 | 0 | 0 | 0 | 0 | 0 | 0 | 0 | 0 | 0 | 0 | 0 | 0 | 0 | 0 | 0 | 0 | 0 | 0 | 0 | 0 | 0 | 0 | 0 | 0 | 0 | 0 | 0 | 0 | 0
D3HLT0031 | 0 | 0 | 0 | 0 | 0 | 0 | 0 | 0 | 0 | 0 | 0 | 0 | 0 | 0 | 0 | 0 | 0 | 0 | 0 | 0 | 0 | 0 | 0 | 0 | 0 | 0 | 0 | 0 | 0 | 0 | 0
D3HSF0421 | 0 | 0 | 0 | 0 | 0 | 0 | 0 | 0 | 0 | 0 | 0 | 0 | 0 | 0 | 0 | 0 | 0 | 0 | 0 | 0 | 0 | 0 | 0 | 0 | 0 | 0 | 0 | 0 | 0 | 0 | 0
D3HSF0540 | 0 | 0 | 0 | 0 | 0 | 0 | 0 | 0 | 0 | 0 | 0 | 0 | 0 | 0 | 0 | 0 | 0 | 0 | 0 | 0 | 0 | 0 | 0 | 0 | 0 | 0 | 0 | 0 | 0 | 0 | 0
D3HSF0759 | 0 | 0 | 0 | 0 | 0 | 0 | 0 | 0 | 0 | 0 | 0 | 0 | 0 | 0 | 0 | 0 | 0 | 0 | 0 | 0 | 0 | 0 | 0 | 0 | 0 | 0 | 0 | 0 | 0 | 0 | 0
D3HSF0763 | 0 | 0 | 0 | 0 | 0 | 0 | 0 | 0 | 0 | 0 | 0 | 0 | 0 | 0 | 0 | 0 | 0 | 0 | 0 | 0 | 0 | 0 | 0 | 0 | 0 | 0 | 0 | 0 | 0 | 0 | 0
D3HSF0856 | 0 | 0 | 0 | 0 | 0 | 0 | 0 | 0 | 0 | 0 | 0 | 0 | 0 | 0 | 0 | 0 | 0 | 0 | 0 | 0 | 0 | 0 | 0 | 0 | 0 | 0 | 0 | 0 | 0 | 0 | 0
D3HSF0931 | 0 | 0 | 0 | 0 | 0 | 0 | 0 | 0 | 0 | 0 | 0 | 0 | 0 | 0 | 0 | 0 | 0 | 0 | 0 | 0 | 0 | 0 | 0 | 0 | 0 | 0 | 0 | 0 | 0 | 0 | 0
D3HSF0939 | 0 | 0 | 0 | 0 | 0 | 0 | 0 | 0 | 0 | 0 | 0 | 0 | 0 | 0 | 0 | 0 | 0 | 0 | 0 | 0 | 0 | 0 | 0 | 0 | 0 | 0 | 0 | 0 | 0 | 0 | 0
D3HLT0027 | 0 | 0 | 0 | 0 | 0 | 0 | 0 | 0 | 0 | 0 | 0 | 0 | 0 | 0 | 0 | 0 | 0 | 0 | 0 | 0 | 0 | 0 | 0 | 0 | 0 | 0 | 0 | 0 | 0 | 0 | 0
D3HLT0030 | 0 | 0 | 0 | 0 | 0 | 0 | 0 | 0 | 0 | 0 | 0 | 0 | 0 | 0 | 0 | 0 | 0 | 0 | 0 | 0 | 0 | 0 | 0 | 0 | 0 | 0 | 0 | 0 | 0 | 0 | 0
D3HLT0040 | 0 | 0 | 0 | 0 | 0 | 0 | 0 | 0 | 0 | 0 | 0 | 0 | 0 | 0 | 0 | 0 | 0 | 0 | 0 | 0 | 0 | 0 | 0 | 0 | 0 | 0 | 0 | 0 | 0 | 0 | 0
D3HLT0046 | 0 | 0 | 0 | 0 | 0 | 0 | 0 | 0 | 0 | 0 | 0 | 0 | 0 | 0 | 0 | 0 | 0 | 0 | 0 | 0 | 0 | 0 | 0 | 0 | 0 | 0 | 0 | 0 | 0 | 0 | 0
D3HLT0067 | 0 | 0 | 0 | 0 | 0 | 0 | 0 | 0 | 0 | 0 | 0 | 0 | 0 | 0 | 0 | 0 | 0 | 0 | 0 | 0 | 0 | 0 | 0 | 0 | 0 | 0 | 0 | 0 | 0 | 0 | 0
D3HSF0911 | 0 | 0 | 0 | 0 | 0 | 0 | 0 | 0 | 0 | 0 | 0 | 0 | 0 | 0 | 0 | 0 | 0 | 0 | 0 | 0 | 0 | 0 | 0 | 0 | 0 | 0 | 0 | 0 | 0 | 0 | 0
D3HSF0982 | 0 | 0 | 0 | 0 | 0 | 0 | 0 | 0 | 0 | 0 | 0 | 0 | 0 | 0 | 0 | 0 | 0 | 0 | 0 | 0 | 0 | 0 | 0 | 0 | 0 | 0 | 0 | 0 | 0 | 0 | 0
D3HLT0033 | 0 | 0 | 0 | 0 | 0 | 0 | 0 | 0 | 0 | 0 | 0 | 0 | 0 | 0 | 0 | 0 | 0 | 0 | 0 | 0 | 0 | 0 | 0 | 0 | 0 | 0 | 0 | 0 | 0 | 0 | 0
D3HSFO01 | 0 | 0 | 0 | 0 | 0 | 0 | 0 | 0 | 0 | 0 | 0 | 0 | 0 | 0 | 0 | 0 | 0 | 0 | 0 | 0 | 0 | 0 | 0 | 0 | 0 | 0 | 0 | 0 | 0 | 0 | 0
D3HSFO02 | 0 | 0 | 0 | 0 | 0 | 0 | 0 | 0 | 0 | 0 | 0 | 0 | 0 | 0 | 0 | 0 | 0 | 0 | 0 | 0 | 0 | 0 | 0 | 0 | 0 | 0 | 0 | 0 | 0 | 0 | 0
D3HSFO03 | 0 | 0 | 0 | 0 | 0 | 0 | 0 | 0 | 0 | 0 | 0 | 0 | 0 | 0 | 0 | 0 | 0 | 0 | 0 | 0 | 0 | 0 | 0 | 0 | 0 | 0 | 0 | 0 | 0 | 0 | 0

## AnnualMaxCapacityInvestment
TECHNOLOGY | 2020 | 2021 | 2022 | 2023 | 2024 | 2025 | 2026 | 2027 | 2028 | 2029 | 2030 | 2031 | 2032 | 2033 | 2034 | 2035 | 2036 | 2037 | 2038 | 2039 | 2040 | 2041 | 2042 | 2043 | 2044 | 2045 | 2046 | 2047 | 2048 | 2049 | 2050
D3DMRELC01 | 9999 | 9999 | 9999 | 9999 | 9999 | 9999 | 9999 | 9999 | 9999 | 9999 | 9999 | 9999 | 9999 | 9999 | 9999 | 9999 | 9999 | 9999 | 9999 | 9999 | 9999 | 9999 | 9999 | 9999 | 9999 | 9999 | 9999 | 9999 | 9999 | 9999 | 9999
D3DMIELC01 | 9999 | 9999 | 9999 | 9999 | 9999 | 9999 | 9999 | 9999 | 9999 | 9999 | 9999 | 9999 | 9999 | 9999 | 9999 | 9999 | 9999 | 9999 | 9999 | 9999 | 9999 | 9999 | 9999 | 9999 | 9999 | 9999 | 9999 | 9999 | 9999 | 9999 | 9999
D3DMOELC01 | 9999 | 9999 | 9999 | 9999 | 9999 | 9999 | 9999 | 9999 | 9999 | 9999 | 9999 | 9999 | 9999 | 9999 | 9999 | 9999 | 9999 | 9999 | 9999 | 9999 | 9999 | 9999 | 9999 | 9999 | 9999 | 9999 | 9999 | 9999 | 9999 | 9999 | 9999
D3BM00X00 | 9999 | 9999 | 9999 | 9999 | 9999 | 9999 | 9999 | 9999 | 9999 | 9999 | 9999 | 9999 | 9999 | 9999 | 9999 | 9999 | 9999 | 9999 | 9999 | 9999 | 9999 | 9999 | 9999 | 9999 | 9999 | 9999 | 9999 | 9999 | 9999 | 9999 | 9999
D3BW00X00 | 9999 | 9999 | 9999 | 9999 | 9999 | 9999 | 9999 | 9999 | 9999 | 9999 | 9999 | 9999 | 9999 | 9999 | 9999 | 9999 | 9999 | 9999 | 9999 | 9999 | 9999 | 9999 | 9999 | 9999 | 9999 | 9999 | 9999 | 9999 | 9999 | 9999 | 9999
D3HY00X00 | 9999 | 9999 | 9999 | 9999 | 9999 | 9999 | 9999 | 9999 | 9999 | 9999 | 9999 | 9999 | 9999 | 9999 | 9999 | 9999 | 9999 | 9999 | 9999 | 9999 | 9999 | 9999 | 9999 | 9999 | 9999 | 9999 | 9999 | 9999 | 9999 | 9999 | 9999
D3SO00X00 | 9999 | 9999 | 9999 | 9999 | 9999 | 9999 | 9999 | 9999 | 9999 | 9999 | 9999 | 9999 | 9999 | 9999 | 9999 | 9999 | 9999 | 9999 | 9999 | 9999 | 9999 | 9999 | 9999 | 9999 | 9999 | 9999 | 9999 | 9999 | 9999 | 9999 | 9999
D3WD00X00 | 9999 | 9999 | 9999 | 9999 | 9999 | 9999 | 9999 | 9999 | 9999 | 9999 | 9999 | 9999 | 9999 | 9999 | 9999 | 9999 | 9999 | 9999 | 9999 | 9999 | 9999 | 9999 | 9999 | 9999 | 9999 | 9999 | 9999 | 9999 | 9999 | 9999 | 9999
D3HF00I00 | 9999 | 9999 | 9999 | 9999 | 9999 | 9999 | 9999 | 9999 | 9999 | 9999 | 9999 | 9999 | 9999 | 9999 | 9999 | 9999 | 9999 | 9999 | 9999 | 9999 | 9999 | 9999 | 9999 | 9999 | 9999 | 9999 | 9999 | 9999 | 9999 | 9999 | 9999
D3DS00I00 | 9999 | 9999 | 9999 | 9999 | 9999 | 9999 | 9999 | 9999 | 9999 | 9999 | 9999 | 9999 | 9999 | 9999 | 9999 | 9999 | 9999 | 9999 | 9999 | 9999 | 9999 | 9999 | 9999 | 9999 | 9999 | 9999 | 9999 | 9999 | 9999 | 9999 | 9999
D3NG00X00 | 9999 | 9999 | 9999 | 9999 | 9999 | 9999 | 9999 | 9999 | 9999 | 9999 | 9999 | 9999 | 9999 | 9999 | 9999 | 9999 | 9999 | 9999 | 9999 | 9999 | 9999 | 9999 | 9999 | 9999 | 9999 | 9999 | 9999 | 9999 | 9999 | 9999 | 9999
D3CO00X00 | 9999 | 9999 | 9999 | 9999 | 9999 | 9999 | 9999 | 9999 | 9999 | 9999 | 9999 | 9999 | 9999 | 9999 | 9999 | 9999 | 9999 | 9999 | 9999 | 9999 | 9999 | 9999 | 9999 | 9999 | 9999 | 9999 | 9999 | 9999 | 9999 | 9999 | 9999
D3PWRTRN | 9999 | 9999 | 9999 | 9999 | 9999 | 9999 | 9999 | 9999 | 9999 | 9999 | 9999 | 9999 | 9999 | 9999 | 9999 | 9999 | 9999 | 9999 | 9999 | 9999 | 9999 | 9999 | 9999 | 9999 | 9999 | 9999 | 9999 | 9999 | 9999 | 9999 | 9999
D3IMPELC | 9999 | 9999 | 9999 | 9999 | 9999 | 9999 | 9999 | 9999 | 9999 | 9999 | 9999 | 9999 | 9999 | 9999 | 9999 | 9999 | 9999 | 9999 | 9999 | 9999 | 9999 | 9999 | 9999 | 9999 | 9999 | 9999 | 9999 | 9999 | 9999 | 9999 | 9999
D3DSGC00 | 9999 | 9999 | 9999 | 9999 | 9999 | 9999 | 9999 | 9999 | 9999 | 9999 | 9999 | 9999 | 9999 | 9999 | 9999 | 9999 | 9999 | 9999 | 9999 | 9999 | 9999 | 9999 | 9999 | 9999 | 9999 | 9999 | 9999 | 9999 | 9999 | 9999 | 9999
D3HFGC00 | 9999 | 9999 | 9999 | 9999 | 9999 | 9999 | 9999 | 9999 | 9999 | 9999 | 9999 | 9999 | 9999 | 9999 | 9999 | 9999 | 9999 | 9999 | 9999 | 9999 | 9999 | 9999 | 9999 | 9999 | 9999 | 9999 | 9999 | 9999 | 9999 | 9999 | 9999
D3NGOC00 | 9999 | 9999 | 9999 | 9999 | 9999 | 9999 | 9999 | 9999 | 9999 | 9999 | 9999 | 9999 | 9999 | 9999 | 9999 | 9999 | 9999 | 9999 | 9999 | 9999 | 9999 | 9999 | 9999 | 9999 | 9999 | 9999 | 9999 | 9999 | 9999 | 9999 | 9999
D3NGCC00 | 9999 | 9999 | 9999 | 9999 | 9999 | 9999 | 9999 | 9999 | 9999 | 9999 | 9999 | 9999 | 9999 | 9999 | 9999 | 9999 | 9999 | 9999 | 9999 | 9999 | 9999 | 9999 | 9999 | 9999 | 9999 | 9999 | 9999 | 9999 | 9999 | 9999 | 9999
D3NGEC00 | 9999 | 9999 | 9999 | 9999 | 9999 | 9999 | 9999 | 9999 | 9999 | 9999 | 9999 | 9999 | 9999 | 9999 | 9999 | 9999 | 9999 | 9999 | 9999 | 9999 | 9999 | 9999 | 9999 | 9999 | 9999 | 9999 | 9999 | 9999 | 9999 | 9999 | 9999
D3BMBC00 | 9999 | 9999 | 9999 | 9999 | 9999 | 9999 | 9999 | 9999 | 9999 | 9999 | 9999 | 9999 | 9999 | 9999 | 9999 | 9999 | 9999 | 9999 | 9999 | 9999 | 9999 | 9999 | 9999 | 9999 | 9999 | 9999 | 9999 | 9999 | 9999 | 9999 | 9999
D3BWWC00 | 9999 | 9999 | 9999 | 9999 | 9999 | 9999 | 9999 | 9999 | 9999 | 9999 | 9999 | 9999 | 9999 | 9999 | 9999 | 9999 | 9999 | 9999 | 9999 | 9999 | 9999 | 9999 | 9999 | 9999 | 9999 | 9999 | 9999 | 9999 | 9999 | 9999 | 9999
D3DSBC01 | 0 | 0 | 0 | 0 | 0 | 0 | 0 | 0 | 0 | 0 | 0 | 0 | 0 | 0 | 0 | 0 | 0 | 0 | 0 | 0 | 0 | 0 | 0 | 0 | 0 | 0 | 0 | 0 | 0 | 0 | 0
D3DSBC02 | 0 | 0 | 0 | 0 | 0 | 0 | 0 | 0 | 0 | 0 | 0 | 0 | 0 | 0 | 0 | 0 | 0 | 0 | 0 | 0 | 0 | 0 | 0 | 0 | 0 | 0 | 0 | 0 | 0 | 0 | 0
D3DSBC03 | 0 | 0 | 0 | 0 | 0 | 0 | 0 | 0 | 0 | 0 | 0 | 0 | 0 | 0 | 0 | 0 | 0 | 0 | 0 | 0 | 0 | 0 | 0 | 0 | 0 | 0 | 0 | 0 | 0 | 0 | 0
D3DSBC04 | 0 | 0 | 0 | 0 | 0 | 0 | 0 | 0 | 0 | 0 | 0 | 0 | 0 | 0 | 0 | 0 | 0 | 0 | 0 | 0 | 0 | 0 | 0 | 0 | 0 | 0 | 0 | 0 | 0 | 0 | 0
D3DSBC05 | 0 | 0 | 0 | 0 | 0 | 0 | 0 | 0 | 0 | 0 | 0 | 0 | 0 | 0 | 0 | 0 | 0 | 0 | 0 | 0 | 0 | 0 | 0 | 0 | 0 | 0 | 0 | 0 | 0 | 0 | 0
D3DSBC06 | 0 | 0 | 0 | 0 | 0 | 0 | 0 | 0 | 0 | 0 | 0 | 0 | 0 | 0 | 0 | 0 | 0 | 0 | 0 | 0 | 0 | 0 | 0 | 0 | 0 | 0 | 0 | 0 | 0 | 0 | 0
D3DSBC07 | 0 | 0 | 0 | 0 | 0 | 0 | 0 | 0 | 0 | 0 | 0 | 0 | 0 | 0 | 0 | 0 | 0 | 0 | 0 | 0 | 0 | 0 | 0 | 0 | 0 | 0 | 0 | 0 | 0 | 0 | 0
D3DSGC01 | 0 | 0 | 0 | 0 | 0 | 0 | 0 | 0 | 0 | 0 | 0 | 0 | 0 | 0 | 0 | 0 | 0 | 0 | 0 | 0 | 0 | 0 | 0 | 0 | 0 | 0 | 0 | 0 | 0 | 0 | 0
D3DSGC02 | 0 | 0 | 0 | 0 | 0 | 0 | 0 | 0 | 0 | 0 | 0 | 0 | 0 | 0 | 0 | 0 | 0 | 0 | 0 | 0 | 0 | 0 | 0 | 0 | 0 | 0 | 0 | 0 | 0 | 0 | 0
D3HYRC01 | 0 | 0 | 0 | 0 | 0 | 0 | 0 | 0 | 0 | 0 | 0 | 0 | 0 | 0 | 0 | 0 | 0 | 0 | 0 | 0 | 0 | 0 | 0 | 0 | 0 | 0 | 0 | 0 | 0 | 0 | 0
D3HYRC02 | 0 | 0 | 0 | 0 | 0 | 0 | 0 | 0 | 0 | 0 | 0 | 0 | 0 | 0 | 0 | 0 | 0 | 0 | 0 | 0 | 0 | 0 | 0 | 0 | 0 | 0 | 0 | 0 | 0 | 0 | 0
D3HYRC03 | 9999 | 9999 | 9999 | 9999 | 9999 | 9999 | 9999 | 9999 | 9999 | 9999 | 9999 | 9999 | 9999 | 9999 | 9999 | 9999 | 9999 | 9999 | 9999 | 9999 | 9999 | 9999 | 9999 | 9999 | 9999 | 9999 | 9999 | 9999 | 9999 | 9999 | 9999
D3HYOC01 | 0 | 0 | 0 | 0 | 0 | 0 | 0 | 0 | 0 | 0 | 0 | 0 | 0 | 0 | 0 | 0 | 0 | 0 | 0 | 0 | 0 | 0 | 0 | 0 | 0 | 0 | 0 | 0 | 0 | 0 | 0
D3SOPC330 | 9999 | 9999 | 9999 | 9999 | 9999 | 9999 | 9999 | 9999 | 9999 | 9999 | 9999 | 9999 | 9999 | 9999 | 9999 | 9999 | 9999 | 9999 | 9999 | 9999 | 9999 | 9999 | 9999 | 9999 | 9999 | 9999 | 9999 | 9999 | 9999 | 9999 | 9999
D3SOPC331 | 9999 | 9999 | 9999 | 9999 | 9999 | 9999 | 9999 | 9999 | 9999 | 9999 | 9999 | 9999 | 9999 | 9999 | 9999 | 9999 | 9999 | 9999 | 9999 | 9999 | 9999 | 9999 | 9999 | 9999 | 9999 | 9999 | 9999 | 9999 | 9999 | 9999 | 9999
D3SOPC1616 | 9999 | 9999 | 9999 | 9999 | 9999 | 9999 | 9999 | 9999 | 9999 | 9999 | 9999 | 9999 | 9999 | 9999 | 9999 | 9999 | 9999 | 9999 | 9999 | 9999 | 9999 | 9999 | 9999 | 9999 | 9999 | 9999 | 9999 | 9999 | 9999 | 9999 | 9999
D3SOTN00 | 9999 | 9999 | 9999 | 9999 | 9999 | 9999 | 9999 | 9999 | 9999 | 9999 | 9999 | 9999 | 9999 | 9999 | 9999 | 9999 | 9999 | 9999 | 9999 | 9999 | 9999 | 9999 | 9999 | 9999 | 9999 | 9999 | 9999 | 9999 | 9999 | 9999 | 9999
D3SOTS00 | 9999 | 9999 | 9999 | 9999 | 9999 | 9999 | 9999 | 9999 | 9999 | 9999 | 9999 | 9999 | 9999 | 9999 | 9999 | 9999 | 9999 | 9999 | 9999 | 9999 | 9999 | 9999 | 9999 | 9999 | 9999 | 9999 | 9999 | 9999 | 9999 | 9999 | 9999
D3NGSO00 | 9999 | 9999 | 9999 | 9999 | 9999 | 9999 | 9999 | 9999 | 9999 | 9999 | 9999 | 9999 | 9999 | 9999 | 9999 | 9999 | 9999 | 9999 | 9999 | 9999 | 9999 | 9999 | 9999 | 9999 | 9999 | 9999 | 9999 | 9999 | 9999 | 9999 | 9999
D3WDLC0 | 9999 | 9999 | 9999 | 9999 | 9999 | 9999 | 9999 | 9999 | 9999 | 9999 | 9999 | 9999 | 9999 | 9999 | 9999 | 9999 | 9999 | 9999 | 9999 | 9999 | 9999 | 9999 | 9999 | 9999 | 9999 | 9999 | 9999 | 9999 | 9999 | 9999 | 9999
D3WDLC2 | 9999 | 9999 | 9999 | 9999 | 9999 | 9999 | 9999 | 9999 | 9999 | 9999 | 9999 | 9999 | 9999 | 9999 | 9999 | 9999 | 9999 | 9999 | 9999 | 9999 | 9999 | 9999 | 9999 | 9999 | 9999 | 9999 | 9999 | 9999 | 9999 | 9999 | 9999
D3WDLC1 | 9999 | 9999 | 9999 | 9999 | 9999 | 9999 | 9999 | 9999 | 9999 | 9999 | 9999 | 9999 | 9999 | 9999 | 9999 | 9999 | 9999 | 9999 | 9999 | 9999 | 9999 | 9999 | 9999 | 9999 | 9999 | 9999 | 9999 | 9999 | 9999 | 9999 | 9999
D3WDLDUM1 | 9999 | 9999 | 9999 | 9999 | 9999 | 9999 | 9999 | 9999 | 9999 | 9999 | 9999 | 9999 | 9999 | 9999 | 9999 | 9999 | 9999 | 9999 | 9999 | 9999 | 9999 | 9999 | 9999 | 9999 | 9999 | 9999 | 9999 | 9999 | 9999 | 9999 | 9999
D3WDLDUM2 | 9999 | 9999 | 9999 | 9999 | 9999 | 9999 | 9999 | 9999 | 9999 | 9999 | 9999 | 9999 | 9999 | 9999 | 9999 | 9999 | 9999 | 9999 | 9999 | 9999 | 9999 | 9999 | 9999 | 9999 | 9999 | 9999 | 9999 | 9999 | 9999 | 9999 | 9999
D3WDLDUM3 | 9999 | 9999 | 9999 | 9999 | 9999 | 9999 | 9999 | 9999 | 9999 | 9999 | 9999 | 9999 | 9999 | 9999 | 9999 | 9999 | 9999 | 9999 | 9999 | 9999 | 9999 | 9999 | 9999 | 9999 | 9999 | 9999 | 9999 | 9999 | 9999 | 9999 | 9999
D3WDLDUM4 | 9999 | 9999 | 9999 | 9999 | 9999 | 9999 | 9999 | 9999 | 9999 | 9999 | 9999 | 9999 | 9999 | 9999 | 9999 | 9999 | 9999 | 9999 | 9999 | 9999 | 9999 | 9999 | 9999 | 9999 | 9999 | 9999 | 9999 | 9999 | 9999 | 9999 | 9999
D3WDLDUM5 | 9999 | 9999 | 9999 | 9999 | 9999 | 9999 | 9999 | 9999 | 9999 | 9999 | 9999 | 9999 | 9999 | 9999 | 9999 | 9999 | 9999 | 9999 | 9999 | 9999 | 9999 | 9999 | 9999 | 9999 | 9999 | 9999 | 9999 | 9999 | 9999 | 9999 | 9999
D3WDLDUM6 | 9999 | 9999 | 9999 | 9999 | 9999 | 9999 | 9999 | 9999 | 9999 | 9999 | 9999 | 9999 | 9999 | 9999 | 9999 | 9999 | 9999 | 9999 | 9999 | 9999 | 9999 | 9999 | 9999 | 9999 | 9999 | 9999 | 9999 | 9999 | 9999 | 9999 | 9999
D3WDLDUM7 | 9999 | 9999 | 9999 | 9999 | 9999 | 9999 | 9999 | 9999 | 9999 | 9999 | 9999 | 9999 | 9999 | 9999 | 9999 | 9999 | 9999 | 9999 | 9999 | 9999 | 9999 | 9999 | 9999 | 9999 | 9999 | 9999 | 9999 | 9999 | 9999 | 9999 | 9999
D3HLT0031 | 9999 | 9999 | 9999 | 9999 | 9999 | 9999 | 9999 | 9999 | 9999 | 9999 | 9999 | 9999 | 9999 | 9999 | 9999 | 9999 | 9999 | 9999 | 9999 | 9999 | 9999 | 9999 | 9999 | 9999 | 9999 | 9999 | 9999 | 9999 | 9999 | 9999 | 9999
D3HSF0421 | 9999 | 9999 | 9999 | 9999 | 9999 | 9999 | 9999 | 9999 | 9999 | 9999 | 9999 | 9999 | 9999 | 9999 | 9999 | 9999 | 9999 | 9999 | 9999 | 9999 | 9999 | 9999 | 9999 | 9999 | 9999 | 9999 | 9999 | 9999 | 9999 | 9999 | 9999
D3HSF0540 | 9999 | 9999 | 9999 | 9999 | 9999 | 9999 | 9999 | 9999 | 9999 | 9999 | 9999 | 9999 | 9999 | 9999 | 9999 | 9999 | 9999 | 9999 | 9999 | 9999 | 9999 | 9999 | 9999 | 9999 | 9999 | 9999 | 9999 | 9999 | 9999 | 9999 | 9999
D3HSF0759 | 9999 | 9999 | 9999 | 9999 | 9999 | 9999 | 9999 | 9999 | 9999 | 9999 | 9999 | 9999 | 9999 | 9999 | 9999 | 9999 | 9999 | 9999 | 9999 | 9999 | 9999 | 9999 | 9999 | 9999 | 9999 | 9999 | 9999 | 9999 | 9999 | 9999 | 9999
D3HSF0763 | 9999 | 9999 | 9999 | 9999 | 9999 | 9999 | 9999 | 9999 | 9999 | 9999 | 9999 | 9999 | 9999 | 9999 | 9999 | 9999 | 9999 | 9999 | 9999 | 9999 | 9999 | 9999 | 9999 | 9999 | 9999 | 9999 | 9999 | 9999 | 9999 | 9999 | 9999
D3HSF0856 | 9999 | 9999 | 9999 | 9999 | 9999 | 9999 | 9999 | 9999 | 9999 | 9999 | 9999 | 9999 | 9999 | 9999 | 9999 | 9999 | 9999 | 9999 | 9999 | 9999 | 9999 | 9999 | 9999 | 9999 | 9999 | 9999 | 9999 | 9999 | 9999 | 9999 | 9999
D3HSF0931 | 9999 | 9999 | 9999 | 9999 | 9999 | 9999 | 9999 | 9999 | 9999 | 9999 | 9999 | 9999 | 9999 | 9999 | 9999 | 9999 | 9999 | 9999 | 9999 | 9999 | 9999 | 9999 | 9999 | 9999 | 9999 | 9999 | 9999 | 9999 | 9999 | 9999 | 9999
D3HSF0939 | 9999 | 9999 | 9999 | 9999 | 9999 | 9999 | 9999 | 9999 | 9999 | 9999 | 9999 | 9999 | 9999 | 9999 | 9999 | 9999 | 9999 | 9999 | 9999 | 9999 | 9999 | 9999 | 9999 | 9999 | 9999 | 9999 | 9999 | 9999 | 9999 | 9999 | 9999
D3HLT0027 | 9999 | 9999 | 9999 | 9999 | 9999 | 9999 | 9999 | 9999 | 9999 | 9999 | 9999 | 9999 | 9999 | 9999 | 9999 | 9999 | 9999 | 9999 | 9999 | 9999 | 9999 | 9999 | 9999 | 9999 | 9999 | 9999 | 9999 | 9999 | 9999 | 9999 | 9999
D3HLT0030 | 9999 | 9999 | 9999 | 9999 | 9999 | 9999 | 9999 | 9999 | 9999 | 9999 | 9999 | 9999 | 9999 | 9999 | 9999 | 9999 | 9999 | 9999 | 9999 | 9999 | 9999 | 9999 | 9999 | 9999 | 9999 | 9999 | 9999 | 9999 | 9999 | 9999 | 9999
D3HLT0040 | 9999 | 9999 | 9999 | 9999 | 9999 | 9999 | 9999 | 9999 | 9999 | 9999 | 9999 | 9999 | 9999 | 9999 | 9999 | 9999 | 9999 | 9999 | 9999 | 9999 | 9999 | 9999 | 9999 | 9999 | 9999 | 9999 | 9999 | 9999 | 9999 | 9999 | 9999
D3HLT0046 | 9999 | 9999 | 9999 | 9999 | 9999 | 9999 | 9999 | 9999 | 9999 | 9999 | 9999 | 9999 | 9999 | 9999 | 9999 | 9999 | 9999 | 9999 | 9999 | 9999 | 9999 | 9999 | 9999 | 9999 | 9999 | 9999 | 9999 | 9999 | 9999 | 9999 | 9999
D3HLT0067 | 9999 | 9999 | 9999 | 9999 | 9999 | 9999 | 9999 | 9999 | 9999 | 9999 | 9999 | 9999 | 9999 | 9999 | 9999 | 9999 | 9999 | 9999 | 9999 | 9999 | 9999 | 9999 | 9999 | 9999 | 9999 | 9999 | 9999 | 9999 | 9999 | 9999 | 9999
D3HSF0911 | 9999 | 9999 | 9999 | 9999 | 9999 | 9999 | 9999 | 9999 | 9999 | 9999 | 9999 | 9999 | 9999 | 9999 | 9999 | 9999 | 9999 | 9999 | 9999 | 9999 | 9999 | 9999 | 9999 | 9999 | 9999 | 9999 | 9999 | 9999 | 9999 | 9999 | 9999
D3HSF0982 | 9999 | 9999 | 9999 | 9999 | 9999 | 9999 | 9999 | 9999 | 9999 | 9999 | 9999 | 9999 | 9999 | 9999 | 9999 | 9999 | 9999 | 9999 | 9999 | 9999 | 9999 | 9999 | 9999 | 9999 | 9999 | 9999 | 9999 | 9999 | 9999 | 9999 | 9999
D3HLT0033 | 9999 | 9999 | 9999 | 9999 | 9999 | 9999 | 9999 | 9999 | 9999 | 9999 | 9999 | 9999 | 9999 | 9999 | 9999 | 9999 | 9999 | 9999 | 9999 | 9999 | 9999 | 9999 | 9999 | 9999 | 9999 | 9999 | 9999 | 9999 | 9999 | 9999 | 9999
D3HSFO01 | 9999 | 9999 | 9999 | 9999 | 9999 | 9999 | 9999 | 9999 | 9999 | 9999 | 9999 | 9999 | 9999 | 9999 | 9999 | 9999 | 9999 | 9999 | 9999 | 9999 | 9999 | 9999 | 9999 | 9999 | 9999 | 9999 | 9999 | 9999 | 9999 | 9999 | 9999
D3HSFO02 | 9999 | 9999 | 9999 | 9999 | 9999 | 9999 | 9999 | 9999 | 9999 | 9999 | 9999 | 9999 | 9999 | 9999 | 9999 | 9999 | 9999 | 9999 | 9999 | 9999 | 9999 | 9999 | 9999 | 9999 | 9999 | 9999 | 9999 | 9999 | 9999 | 9999 | 9999
D3HSFO03 | 9999 | 9999 | 9999 | 9999 | 9999 | 9999 | 9999 | 9999 | 9999 | 9999 | 9999 | 9999 | 9999 | 9999 | 9999 | 9999 | 9999 | 9999 | 9999 | 9999 | 9999 | 9999 | 9999 | 9999 | 9999 | 9999 | 9999 | 9999 | 9999 | 9999 | 9999

## AnnualMinCapacityInvestment
TECHNOLOGY | 2020 | 2021 | 2022 | 2023 | 2024 | 2025 | 2026 | 2027 | 2028 | 2029 | 2030 | 2031 | 2032 | 2033 | 2034 | 2035 | 2036 | 2037 | 2038 | 2039 | 2040 | 2041 | 2042 | 2043 | 2044 | 2045 | 2046 | 2047 | 2048 | 2049 | 2050
D3DMRELC01 | 0 | 0 | 0 | 0 | 0 | 0 | 0 | 0 | 0 | 0 | 0 | 0 | 0 | 0 | 0 | 0 | 0 | 0 | 0 | 0 | 0 | 0 | 0 | 0 | 0 | 0 | 0 | 0 | 0 | 0 | 0
D3DMIELC01 | 0 | 0 | 0 | 0 | 0 | 0 | 0 | 0 | 0 | 0 | 0 | 0 | 0 | 0 | 0 | 0 | 0 | 0 | 0 | 0 | 0 | 0 | 0 | 0 | 0 | 0 | 0 | 0 | 0 | 0 | 0
D3DMOELC01 | 0 | 0 | 0 | 0 | 0 | 0 | 0 | 0 | 0 | 0 | 0 | 0 | 0 | 0 | 0 | 0 | 0 | 0 | 0 | 0 | 0 | 0 | 0 | 0 | 0 | 0 | 0 | 0 | 0 | 0 | 0
D3BM00X00 | 0 | 0 | 0 | 0 | 0 | 0 | 0 | 0 | 0 | 0 | 0 | 0 | 0 | 0 | 0 | 0 | 0 | 0 | 0 | 0 | 0 | 0 | 0 | 0 | 0 | 0 | 0 | 0 | 0 | 0 | 0
D3BW00X00 | 0 | 0 | 0 | 0 | 0 | 0 | 0 | 0 | 0 | 0 | 0 | 0 | 0 | 0 | 0 | 0 | 0 | 0 | 0 | 0 | 0 | 0 | 0 | 0 | 0 | 0 | 0 | 0 | 0 | 0 | 0
D3HY00X00 | 0 | 0 | 0 | 0 | 0 | 0 | 0 | 0 | 0 | 0 | 0 | 0 | 0 | 0 | 0 | 0 | 0 | 0 | 0 | 0 | 0 | 0 | 0 | 0 | 0 | 0 | 0 | 0 | 0 | 0 | 0
D3SO00X00 | 0 | 0 | 0 | 0 | 0 | 0 | 0 | 0 | 0 | 0 | 0 | 0 | 0 | 0 | 0 | 0 | 0 | 0 | 0 | 0 | 0 | 0 | 0 | 0 | 0 | 0 | 0 | 0 | 0 | 0 | 0
D3WD00X00 | 0 | 0 | 0 | 0 | 0 | 0 | 0 | 0 | 0 | 0 | 0 | 0 | 0 | 0 | 0 | 0 | 0 | 0 | 0 | 0 | 0 | 0 | 0 | 0 | 0 | 0 | 0 | 0 | 0 | 0 | 0
D3HF00I00 | 0 | 0 | 0 | 0 | 0 | 0 | 0 | 0 | 0 | 0 | 0 | 0 | 0 | 0 | 0 | 0 | 0 | 0 | 0 | 0 | 0 | 0 | 0 | 0 | 0 | 0 | 0 | 0 | 0 | 0 | 0
D3DS00I00 | 0 | 0 | 0 | 0 | 0 | 0 | 0 | 0 | 0 | 0 | 0 | 0 | 0 | 0 | 0 | 0 | 0 | 0 | 0 | 0 | 0 | 0 | 0 | 0 | 0 | 0 | 0 | 0 | 0 | 0 | 0
D3NG00X00 | 0 | 0 | 0 | 0 | 0 | 0 | 0 | 0 | 0 | 0 | 0 | 0 | 0 | 0 | 0 | 0 | 0 | 0 | 0 | 0 | 0 | 0 | 0 | 0 | 0 | 0 | 0 | 0 | 0 | 0 | 0
D3CO00X00 | 0 | 0 | 0 | 0 | 0 | 0 | 0 | 0 | 0 | 0 | 0 | 0 | 0 | 0 | 0 | 0 | 0 | 0 | 0 | 0 | 0 | 0 | 0 | 0 | 0 | 0 | 0 | 0 | 0 | 0 | 0
D3PWRTRN | 0 | 0 | 0 | 0 | 0 | 0 | 0 | 0 | 0 | 0 | 0 | 0 | 0 | 0 | 0 | 0 | 0 | 0 | 0 | 0 | 0 | 0 | 0 | 0 | 0 | 0 | 0 | 0 | 0 | 0 | 0
D3IMPELC | 0 | 0 | 0 | 0 | 0 | 0 | 0 | 0 | 0 | 0 | 0 | 0 | 0 | 0 | 0 | 0 | 0 | 0 | 0 | 0 | 0 | 0 | 0 | 0 | 0 | 0 | 0 | 0 | 0 | 0 | 0
D3DSGC00 | 0 | 0 | 0 | 0 | 0 | 0 | 0 | 0 | 0 | 0 | 0 | 0 | 0 | 0 | 0 | 0 | 0 | 0 | 0 | 0 | 0 | 0 | 0 | 0 | 0 | 0 | 0 | 0 | 0 | 0 | 0
D3HFGC00 | 0 | 0 | 0 | 0 | 0 | 0 | 0 | 0 | 0 | 0 | 0 | 0 | 0 | 0 | 0 | 0 | 0 | 0 | 0 | 0 | 0 | 0 | 0 | 0 | 0 | 0 | 0 | 0 | 0 | 0 | 0
D3NGOC00 | 0 | 0 | 0 | 0 | 0 | 0 | 0 | 0 | 0 | 0 | 0 | 0 | 0 | 0 | 0 | 0 | 0 | 0 | 0 | 0 | 0 | 0 | 0 | 0 | 0 | 0 | 0 | 0 | 0 | 0 | 0
D3NGCC00 | 0 | 0 | 0 | 0 | 0 | 0 | 0 | 0 | 0 | 0 | 0 | 0 | 0 | 0 | 0 | 0 | 0 | 0 | 0 | 0 | 0 | 0 | 0 | 0 | 0 | 0 | 0 | 0 | 0 | 0 | 0
D3NGEC00 | 0 | 0 | 0 | 0 | 0 | 0 | 0 | 0 | 0 | 0 | 0 | 0 | 0 | 0 | 0 | 0 | 0 | 0 | 0 | 0 | 0 | 0 | 0 | 0 | 0 | 0 | 0 | 0 | 0 | 0 | 0
D3BMBC00 | 0 | 0 | 0 | 0 | 0 | 0 | 0 | 0 | 0 | 0 | 0 | 0 | 0 | 0 | 0 | 0 | 0 | 0 | 0 | 0 | 0 | 0 | 0 | 0 | 0 | 0 | 0 | 0 | 0 | 0 | 0
D3BWWC00 | 0 | 0 | 0 | 0 | 0 | 0 | 0 | 0 | 0 | 0 | 0 | 0 | 0 | 0 | 0 | 0 | 0 | 0 | 0 | 0 | 0 | 0 | 0 | 0 | 0 | 0 | 0 | 0 | 0 | 0 | 0
D3DSBC01 | 0 | 0 | 0 | 0 | 0 | 0 | 0 | 0 | 0 | 0 | 0 | 0 | 0 | 0 | 0 | 0 | 0 | 0 | 0 | 0 | 0 | 0 | 0 | 0 | 0 | 0 | 0 | 0 | 0 | 0 | 0
D3DSBC02 | 0 | 0 | 0 | 0 | 0 | 0 | 0 | 0 | 0 | 0 | 0 | 0 | 0 | 0 | 0 | 0 | 0 | 0 | 0 | 0 | 0 | 0 | 0 | 0 | 0 | 0 | 0 | 0 | 0 | 0 | 0
D3DSBC03 | 0 | 0 | 0 | 0 | 0 | 0 | 0 | 0 | 0 | 0 | 0 | 0 | 0 | 0 | 0 | 0 | 0 | 0 | 0 | 0 | 0 | 0 | 0 | 0 | 0 | 0 | 0 | 0 | 0 | 0 | 0
D3DSBC04 | 0 | 0 | 0 | 0 | 0 | 0 | 0 | 0 | 0 | 0 | 0 | 0 | 0 | 0 | 0 | 0 | 0 | 0 | 0 | 0 | 0 | 0 | 0 | 0 | 0 | 0 | 0 | 0 | 0 | 0 | 0
D3DSBC05 | 0 | 0 | 0 | 0 | 0 | 0 | 0 | 0 | 0 | 0 | 0 | 0 | 0 | 0 | 0 | 0 | 0 | 0 | 0 | 0 | 0 | 0 | 0 | 0 | 0 | 0 | 0 | 0 | 0 | 0 | 0
D3DSBC06 | 0 | 0 | 0 | 0 | 0 | 0 | 0 | 0 | 0 | 0 | 0 | 0 | 0 | 0 | 0 | 0 | 0 | 0 | 0 | 0 | 0 | 0 | 0 | 0 | 0 | 0 | 0 | 0 | 0 | 0 | 0
D3DSBC07 | 0 | 0 | 0 | 0 | 0 | 0 | 0 | 0 | 0 | 0 | 0 | 0 | 0 | 0 | 0 | 0 | 0 | 0 | 0 | 0 | 0 | 0 | 0 | 0 | 0 | 0 | 0 | 0 | 0 | 0 | 0
D3DSGC01 | 0 | 0 | 0 | 0 | 0 | 0 | 0 | 0 | 0 | 0 | 0 | 0 | 0 | 0 | 0 | 0 | 0 | 0 | 0 | 0 | 0 | 0 | 0 | 0 | 0 | 0 | 0 | 0 | 0 | 0 | 0
D3DSGC02 | 0 | 0 | 0 | 0 | 0 | 0 | 0 | 0 | 0 | 0 | 0 | 0 | 0 | 0 | 0 | 0 | 0 | 0 | 0 | 0 | 0 | 0 | 0 | 0 | 0 | 0 | 0 | 0 | 0 | 0 | 0
D3HYRC01 | 0 | 0 | 0 | 0 | 0 | 0 | 0 | 0 | 0 | 0 | 0 | 0 | 0 | 0 | 0 | 0 | 0 | 0 | 0 | 0 | 0 | 0 | 0 | 0 | 0 | 0 | 0 | 0 | 0 | 0 | 0
D3HYRC02 | 0 | 0 | 0 | 0 | 0 | 0 | 0 | 0 | 0 | 0 | 0 | 0 | 0 | 0 | 0 | 0 | 0 | 0 | 0 | 0 | 0 | 0 | 0 | 0 | 0 | 0 | 0 | 0 | 0 | 0 | 0
D3HYRC03 | 0 | 0 | 0 | 0 | 0 | 0 | 0 | 0 | 0 | 0 | 0 | 0 | 0 | 0 | 0 | 0 | 0 | 0 | 0 | 0 | 0 | 0 | 0 | 0 | 0 | 0 | 0 | 0 | 0 | 0 | 0
D3HYOC01 | 0 | 0 | 0 | 0 | 0 | 0 | 0 | 0 | 0 | 0 | 0 | 0 | 0 | 0 | 0 | 0 | 0 | 0 | 0 | 0 | 0 | 0 | 0 | 0 | 0 | 0 | 0 | 0 | 0 | 0 | 0
D3SOPC330 | 0 | 0 | 0 | 0 | 0 | 0 | 0 | 0 | 0 | 0 | 0 | 0 | 0 | 0 | 0 | 0 | 0 | 0 | 0 | 0 | 0 | 0 | 0 | 0 | 0 | 0 | 0 | 0 | 0 | 0 | 0
D3SOPC331 | 0 | 0 | 0 | 0 | 0 | 0 | 0 | 0 | 0 | 0 | 0 | 0 | 0 | 0 | 0 | 0 | 0 | 0 | 0 | 0 | 0 | 0 | 0 | 0 | 0 | 0 | 0 | 0 | 0 | 0 | 0
D3SOPC1616 | 0 | 0 | 0 | 0 | 0 | 0 | 0 | 0 | 0 | 0 | 0 | 0 | 0 | 0 | 0 | 0 | 0 | 0 | 0 | 0 | 0 | 0 | 0 | 0 | 0 | 0 | 0 | 0 | 0 | 0 | 0
D3SOTN00 | 0 | 0 | 0 | 0 | 0 | 0 | 0 | 0 | 0 | 0 | 0 | 0 | 0 | 0 | 0 | 0 | 0 | 0 | 0 | 0 | 0 | 0 | 0 | 0 | 0 | 0 | 0 | 0 | 0 | 0 | 0
D3SOTS00 | 0 | 0 | 0 | 0 | 0 | 0 | 0 | 0 | 0 | 0 | 0 | 0 | 0 | 0 | 0 | 0 | 0 | 0 | 0 | 0 | 0 | 0 | 0 | 0 | 0 | 0 | 0 | 0 | 0 | 0 | 0
D3NGSO00 | 0 | 0 | 0 | 0 | 0 | 0 | 0 | 0 | 0 | 0 | 0 | 0 | 0 | 0 | 0 | 0 | 0 | 0 | 0 | 0 | 0 | 0 | 0 | 0 | 0 | 0 | 0 | 0 | 0 | 0 | 0
D3WDLC0 | 0 | 0 | 0 | 0 | 0 | 0 | 0 | 0 | 0 | 0 | 0 | 0 | 0 | 0 | 0 | 0 | 0 | 0 | 0 | 0 | 0 | 0 | 0 | 0 | 0 | 0 | 0 | 0 | 0 | 0 | 0
D3WDLC2 | 0 | 0 | 0 | 0 | 0 | 0 | 0 | 0 | 0 | 0 | 0 | 0 | 0 | 0 | 0 | 0 | 0 | 0 | 0 | 0 | 0 | 0 | 0 | 0 | 0 | 0 | 0 | 0 | 0 | 0 | 0
D3WDLC1 | 0 | 0 | 0 | 0 | 0 | 0 | 0 | 0 | 0 | 0 | 0 | 0 | 0 | 0 | 0 | 0 | 0 | 0 | 0 | 0 | 0 | 0 | 0 | 0 | 0 | 0 | 0 | 0 | 0 | 0 | 0
D3WDLDUM1 | 0 | 0 | 0 | 0 | 0 | 0 | 0 | 0 | 0 | 0 | 0 | 0 | 0 | 0 | 0 | 0 | 0 | 0 | 0 | 0 | 0 | 0 | 0 | 0 | 0 | 0 | 0 | 0 | 0 | 0 | 0
D3WDLDUM2 | 0 | 0 | 0 | 0 | 0 | 0 | 0 | 0 | 0 | 0 | 0 | 0 | 0 | 0 | 0 | 0 | 0 | 0 | 0 | 0 | 0 | 0 | 0 | 0 | 0 | 0 | 0 | 0 | 0 | 0 | 0
D3WDLDUM3 | 0 | 0 | 0 | 0 | 0 | 0 | 0 | 0 | 0 | 0 | 0 | 0 | 0 | 0 | 0 | 0 | 0 | 0 | 0 | 0 | 0 | 0 | 0 | 0 | 0 | 0 | 0 | 0 | 0 | 0 | 0
D3WDLDUM4 | 0 | 0 | 0 | 0 | 0 | 0 | 0 | 0 | 0 | 0 | 0 | 0 | 0 | 0 | 0 | 0 | 0 | 0 | 0 | 0 | 0 | 0 | 0 | 0 | 0 | 0 | 0 | 0 | 0 | 0 | 0
D3WDLDUM5 | 0 | 0 | 0 | 0 | 0 | 0 | 0 | 0 | 0 | 0 | 0 | 0 | 0 | 0 | 0 | 0 | 0 | 0 | 0 | 0 | 0 | 0 | 0 | 0 | 0 | 0 | 0 | 0 | 0 | 0 | 0
D3WDLDUM6 | 0 | 0 | 0 | 0 | 0 | 0 | 0 | 0 | 0 | 0 | 0 | 0 | 0 | 0 | 0 | 0 | 0 | 0 | 0 | 0 | 0 | 0 | 0 | 0 | 0 | 0 | 0 | 0 | 0 | 0 | 0
D3WDLDUM7 | 0 | 0 | 0 | 0 | 0 | 0 | 0 | 0 | 0 | 0 | 0 | 0 | 0 | 0 | 0 | 0 | 0 | 0 | 0 | 0 | 0 | 0 | 0 | 0 | 0 | 0 | 0 | 0 | 0 | 0 | 0
D3HLT0031 | 0 | 0 | 0 | 0 | 0 | 0 | 0 | 0 | 0 | 0 | 0 | 0 | 0 | 0 | 0 | 0 | 0 | 0 | 0 | 0 | 0 | 0 | 0 | 0 | 0 | 0 | 0 | 0 | 0 | 0 | 0
D3HSF0421 | 0 | 0 | 0 | 0 | 0 | 0 | 0 | 0 | 0 | 0 | 0 | 0 | 0 | 0 | 0 | 0 | 0 | 0 | 0 | 0 | 0 | 0 | 0 | 0 | 0 | 0 | 0 | 0 | 0 | 0 | 0
D3HSF0540 | 0 | 0 | 0 | 0 | 0 | 0 | 0 | 0 | 0 | 0 | 0 | 0 | 0 | 0 | 0 | 0 | 0 | 0 | 0 | 0 | 0 | 0 | 0 | 0 | 0 | 0 | 0 | 0 | 0 | 0 | 0
D3HSF0759 | 0 | 0 | 0 | 0 | 0 | 0 | 0 | 0 | 0 | 0 | 0 | 0 | 0 | 0 | 0 | 0 | 0 | 0 | 0 | 0 | 0 | 0 | 0 | 0 | 0 | 0 | 0 | 0 | 0 | 0 | 0
D3HSF0763 | 0 | 0 | 0 | 0 | 0 | 0 | 0 | 0 | 0 | 0 | 0 | 0 | 0 | 0 | 0 | 0 | 0 | 0 | 0 | 0 | 0 | 0 | 0 | 0 | 0 | 0 | 0 | 0 | 0 | 0 | 0
D3HSF0856 | 0 | 0 | 0 | 0 | 0 | 0 | 0 | 0 | 0 | 0 | 0 | 0 | 0 | 0 | 0 | 0 | 0 | 0 | 0 | 0 | 0 | 0 | 0 | 0 | 0 | 0 | 0 | 0 | 0 | 0 | 0
D3HSF0931 | 0 | 0 | 0 | 0 | 0 | 0 | 0 | 0 | 0 | 0 | 0 | 0 | 0 | 0 | 0 | 0 | 0 | 0 | 0 | 0 | 0 | 0 | 0 | 0 | 0 | 0 | 0 | 0 | 0 | 0 | 0
D3HSF0939 | 0 | 0 | 0 | 0 | 0 | 0 | 0 | 0 | 0 | 0 | 0 | 0 | 0 | 0 | 0 | 0 | 0 | 0 | 0 | 0 | 0 | 0 | 0 | 0 | 0 | 0 | 0 | 0 | 0 | 0 | 0
D3HLT0027 | 0 | 0 | 0 | 0 | 0 | 0 | 0 | 0 | 0 | 0 | 0 | 0 | 0 | 0 | 0 | 0 | 0 | 0 | 0 | 0 | 0 | 0 | 0 | 0 | 0 | 0 | 0 | 0 | 0 | 0 | 0
D3HLT0030 | 0 | 0 | 0 | 0 | 0 | 0 | 0 | 0 | 0 | 0 | 0 | 0 | 0 | 0 | 0 | 0 | 0 | 0 | 0 | 0 | 0 | 0 | 0 | 0 | 0 | 0 | 0 | 0 | 0 | 0 | 0
D3HLT0040 | 0 | 0 | 0 | 0 | 0 | 0 | 0 | 0 | 0 | 0 | 0 | 0 | 0 | 0 | 0 | 0 | 0 | 0 | 0 | 0 | 0 | 0 | 0 | 0 | 0 | 0 | 0 | 0 | 0 | 0 | 0
D3HLT0046 | 0 | 0 | 0 | 0 | 0 | 0 | 0 | 0 | 0 | 0 | 0 | 0 | 0 | 0 | 0 | 0 | 0 | 0 | 0 | 0 | 0 | 0 | 0 | 0 | 0 | 0 | 0 | 0 | 0 | 0 | 0
D3HLT0067 | 0 | 0 | 0 | 0 | 0 | 0 | 0 | 0 | 0 | 0 | 0 | 0 | 0 | 0 | 0 | 0 | 0 | 0 | 0 | 0 | 0 | 0 | 0 | 0 | 0 | 0 | 0 | 0 | 0 | 0 | 0
D3HSF0911 | 0 | 0 | 0 | 0 | 0 | 0 | 0 | 0 | 0 | 0 | 0 | 0 | 0 | 0 | 0 | 0 | 0 | 0 | 0 | 0 | 0 | 0 | 0 | 0 | 0 | 0 | 0 | 0 | 0 | 0 | 0
D3HSF0982 | 0 | 0 | 0 | 0 | 0 | 0 | 0 | 0 | 0 | 0 | 0 | 0 | 0 | 0 | 0 | 0 | 0 | 0 | 0 | 0 | 0 | 0 | 0 | 0 | 0 | 0 | 0 | 0 | 0 | 0 | 0
D3HLT0033 | 0 | 0 | 0 | 0 | 0 | 0 | 0 | 0 | 0 | 0 | 0 | 0 | 0 | 0 | 0 | 0 | 0 | 0 | 0 | 0 | 0 | 0 | 0 | 0 | 0 | 0 | 0 | 0 | 0 | 0 | 0
D3HSFO01 | 0 | 0 | 0 | 0 | 0 | 0 | 0 | 0 | 0 | 0 | 0 | 0 | 0 | 0 | 0 | 0 | 0 | 0 | 0 | 0 | 0 | 0 | 0 | 0 | 0 | 0 | 0 | 0 | 0 | 0 | 0
D3HSFO02 | 0 | 0 | 0 | 0 | 0 | 0 | 0 | 0 | 0 | 0 | 0 | 0 | 0 | 0 | 0 | 0 | 0 | 0 | 0 | 0 | 0 | 0 | 0 | 0 | 0 | 0 | 0 | 0 | 0 | 0 | 0
D3HSFO03 | 0 | 0 | 0 | 0 | 0 | 0 | 0 | 0 | 0 | 0 | 0 | 0 | 0 | 0 | 0 | 0 | 0 | 0 | 0 | 0 | 0 | 0 | 0 | 0 | 0 | 0 | 0 | 0 | 0 | 0 | 0

## AnnualMaxCapacity
TECHNOLOGY | 2020 | 2021 | 2022 | 2023 | 2024 | 2025 | 2026 | 2027 | 2028 | 2029 | 2030 | 2031 | 2032 | 2033 | 2034 | 2035 | 2036 | 2037 | 2038 | 2039 | 2040 | 2041 | 2042 | 2043 | 2044 | 2045 | 2046 | 2047 | 2048 | 2049 | 2050
D3DMRELC01 | 9999 | 9999 | 9999 | 9999 | 9999 | 9999 | 9999 | 9999 | 9999 | 9999 | 9999 | 9999 | 9999 | 9999 | 9999 | 9999 | 9999 | 9999 | 9999 | 9999 | 9999 | 9999 | 9999 | 9999 | 9999 | 9999 | 9999 | 9999 | 9999 | 9999 | 9999
D3DMIELC01 | 9999 | 9999 | 9999 | 9999 | 9999 | 9999 | 9999 | 9999 | 9999 | 9999 | 9999 | 9999 | 9999 | 9999 | 9999 | 9999 | 9999 | 9999 | 9999 | 9999 | 9999 | 9999 | 9999 | 9999 | 9999 | 9999 | 9999 | 9999 | 9999 | 9999 | 9999
D3DMOELC01 | 9999 | 9999 | 9999 | 9999 | 9999 | 9999 | 9999 | 9999 | 9999 | 9999 | 9999 | 9999 | 9999 | 9999 | 9999 | 9999 | 9999 | 9999 | 9999 | 9999 | 9999 | 9999 | 9999 | 9999 | 9999 | 9999 | 9999 | 9999 | 9999 | 9999 | 9999
D3BM00X00 | 9999 | 9999 | 9999 | 9999 | 9999 | 9999 | 9999 | 9999 | 9999 | 9999 | 9999 | 9999 | 9999 | 9999 | 9999 | 9999 | 9999 | 9999 | 9999 | 9999 | 9999 | 9999 | 9999 | 9999 | 9999 | 9999 | 9999 | 9999 | 9999 | 9999 | 9999
D3BW00X00 | 9999 | 9999 | 9999 | 9999 | 9999 | 9999 | 9999 | 9999 | 9999 | 9999 | 9999 | 9999 | 9999 | 9999 | 9999 | 9999 | 9999 | 9999 | 9999 | 9999 | 9999 | 9999 | 9999 | 9999 | 9999 | 9999 | 9999 | 9999 | 9999 | 9999 | 9999
D3HY00X00 | 9999 | 9999 | 9999 | 9999 | 9999 | 9999 | 9999 | 9999 | 9999 | 9999 | 9999 | 9999 | 9999 | 9999 | 9999 | 9999 | 9999 | 9999 | 9999 | 9999 | 9999 | 9999 | 9999 | 9999 | 9999 | 9999 | 9999 | 9999 | 9999 | 9999 | 9999
D3SO00X00 | 9999 | 9999 | 9999 | 9999 | 9999 | 9999 | 9999 | 9999 | 9999 | 9999 | 9999 | 9999 | 9999 | 9999 | 9999 | 9999 | 9999 | 9999 | 9999 | 9999 | 9999 | 9999 | 9999 | 9999 | 9999 | 9999 | 9999 | 9999 | 9999 | 9999 | 9999
D3WD00X00 | 9999 | 9999 | 9999 | 9999 | 9999 | 9999 | 9999 | 9999 | 9999 | 9999 | 9999 | 9999 | 9999 | 9999 | 9999 | 9999 | 9999 | 9999 | 9999 | 9999 | 9999 | 9999 | 9999 | 9999 | 9999 | 9999 | 9999 | 9999 | 9999 | 9999 | 9999
D3HF00I00 | 9999 | 9999 | 9999 | 9999 | 9999 | 9999 | 9999 | 9999 | 9999 | 9999 | 9999 | 9999 | 9999 | 9999 | 9999 | 9999 | 9999 | 9999 | 9999 | 9999 | 9999 | 9999 | 9999 | 9999 | 9999 | 9999 | 9999 | 9999 | 9999 | 9999 | 9999
D3DS00I00 | 9999 | 9999 | 9999 | 9999 | 9999 | 9999 | 9999 | 9999 | 9999 | 9999 | 9999 | 9999 | 9999 | 9999 | 9999 | 9999 | 9999 | 9999 | 9999 | 9999 | 9999 | 9999 | 9999 | 9999 | 9999 | 9999 | 9999 | 9999 | 9999 | 9999 | 9999
D3NG00X00 | 9999 | 9999 | 9999 | 9999 | 9999 | 9999 | 9999 | 9999 | 9999 | 9999 | 9999 | 9999 | 9999 | 9999 | 9999 | 9999 | 9999 | 9999 | 9999 | 9999 | 9999 | 9999 | 9999 | 9999 | 9999 | 9999 | 9999 | 9999 | 9999 | 9999 | 9999
D3CO00X00 | 9999 | 9999 | 9999 | 9999 | 9999 | 9999 | 9999 | 9999 | 9999 | 9999 | 9999 | 9999 | 9999 | 9999 | 9999 | 9999 | 9999 | 9999 | 9999 | 9999 | 9999 | 9999 | 9999 | 9999 | 9999 | 9999 | 9999 | 9999 | 9999 | 9999 | 9999
D3PWRTRN | 9999 | 9999 | 9999 | 9999 | 9999 | 9999 | 9999 | 9999 | 9999 | 9999 | 9999 | 9999 | 9999 | 9999 | 9999 | 9999 | 9999 | 9999 | 9999 | 9999 | 9999 | 9999 | 9999 | 9999 | 9999 | 9999 | 9999 | 9999 | 9999 | 9999 | 9999
D3IMPELC | 9999 | 9999 | 9999 | 9999 | 9999 | 9999 | 9999 | 9999 | 9999 | 9999 | 9999 | 9999 | 9999 | 9999 | 9999 | 9999 | 9999 | 9999 | 9999 | 9999 | 9999 | 9999 | 9999 | 9999 | 9999 | 9999 | 9999 | 9999 | 9999 | 9999 | 9999
D3DSGC00 | 0 | 0 | 0 | 0.2 | 0.2 | 0.2 | 0.2 | 0.2 | 0.2 | 0.2 | 0.2 | 0.2 | 0.2 | 0.2 | 0.2 | 0.2 | 0.2 | 0.2 | 0.2 | 0.2 | 0.2 | 0.2 | 0.2 | 0.2 | 0.2 | 0.2 | 0.2 | 0.2 | 0.2 | 0.2 | 0.2
D3HFGC00 | 0 | 0 | 0 | 0.2 | 0.2 | 0.2 | 0.2 | 0.2 | 0.2 | 0.2 | 0.2 | 0.2 | 0.2 | 0.2 | 0.2 | 0.2 | 0.2 | 0.2 | 0.2 | 0.2 | 0.2 | 0.2 | 0.2 | 0.2 | 0.2 | 0.2 | 0.2 | 0.2 | 0.2 | 0.2 | 0.2
D3NGOC00 | 0 | 0 | 0 | 0 | 0.2 | 0.2 | 0.2 | 0.2 | 0.2 | 0.2 | 0.2 | 0.2 | 0.2 | 0.2 | 0.2 | 0.2 | 0.2 | 0.2 | 0.2 | 0.2 | 0.2 | 0.2 | 0.2 | 0.2 | 0.2 | 0.2 | 0.2 | 0.2 | 0.2 | 0.2 | 0.2
D3NGCC00 | 0 | 0 | 0 | 0 | 0.3 | 0.3 | 0.3 | 0.3 | 0.3 | 0.3 | 0.3 | 0.3 | 0.3 | 0.3 | 0.3 | 0.3 | 0.3 | 0.3 | 0.3 | 0.3 | 0.3 | 0.3 | 0.3 | 0.3 | 0.3 | 0.3 | 0.3 | 0.3 | 0.3 | 0.3 | 0.3
D3NGEC00 | 0 | 0 | 0 | 0 | 0.1 | 0.1 | 0.1 | 0.1 | 0.1 | 0.1 | 0.1 | 0.1 | 0.1 | 0.1 | 0.1 | 0.1 | 0.1 | 0.1 | 0.1 | 0.1 | 0.1 | 0.1 | 0.1 | 0.1 | 0.1 | 0.1 | 0.1 | 0.1 | 0.1 | 0.1 | 0.1
D3BMBC00 | 0 | 0 | 0 | 0 | 0 | 0 | 0 | 0 | 0 | 0 | 0 | 0 | 0 | 0 | 0 | 0 | 0 | 0 | 0 | 0 | 0 | 0 | 0 | 0 | 0 | 0 | 0 | 0 | 0 | 0 | 0
D3BWWC00 | 0 | 0 | 0 | 0 | 0.2 | 0.2 | 0.2 | 0.2 | 0.2 | 0.2 | 0.2 | 0.2 | 0.2 | 0.2 | 0.2 | 0.2 | 0.2 | 0.2 | 0.2 | 0.2 | 0.2 | 0.2 | 0.2 | 0.2 | 0.2 | 0.2 | 0.2 | 0.2 | 0.2 | 0.2 | 0.2
D3DSBC01 | 9999 | 9999 | 9999 | 9999 | 9999 | 9999 | 9999 | 9999 | 9999 | 9999 | 9999 | 9999 | 9999 | 9999 | 9999 | 9999 | 9999 | 9999 | 9999 | 9999 | 9999 | 9999 | 9999 | 9999 | 9999 | 9999 | 9999 | 9999 | 9999 | 9999 | 9999
D3DSBC02 | 9999 | 9999 | 9999 | 9999 | 9999 | 9999 | 9999 | 9999 | 9999 | 9999 | 9999 | 9999 | 9999 | 9999 | 9999 | 9999 | 9999 | 9999 | 9999 | 9999 | 9999 | 9999 | 9999 | 9999 | 9999 | 9999 | 9999 | 9999 | 9999 | 9999 | 9999
D3DSBC03 | 9999 | 9999 | 9999 | 9999 | 9999 | 9999 | 9999 | 9999 | 9999 | 9999 | 9999 | 9999 | 9999 | 9999 | 9999 | 9999 | 9999 | 9999 | 9999 | 9999 | 9999 | 9999 | 9999 | 9999 | 9999 | 9999 | 9999 | 9999 | 9999 | 9999 | 9999
D3DSBC04 | 9999 | 9999 | 9999 | 9999 | 9999 | 9999 | 9999 | 9999 | 9999 | 9999 | 9999 | 9999 | 9999 | 9999 | 9999 | 9999 | 9999 | 9999 | 9999 | 9999 | 9999 | 9999 | 9999 | 9999 | 9999 | 9999 | 9999 | 9999 | 9999 | 9999 | 9999
D3DSBC05 | 9999 | 9999 | 9999 | 9999 | 9999 | 9999 | 9999 | 9999 | 9999 | 9999 | 9999 | 9999 | 9999 | 9999 | 9999 | 9999 | 9999 | 9999 | 9999 | 9999 | 9999 | 9999 | 9999 | 9999 | 9999 | 9999 | 9999 | 9999 | 9999 | 9999 | 9999
D3DSBC06 | 9999 | 9999 | 9999 | 9999 | 9999 | 9999 | 9999 | 9999 | 9999 | 9999 | 9999 | 9999 | 9999 | 9999 | 9999 | 9999 | 9999 | 9999 | 9999 | 9999 | 9999 | 9999 | 9999 | 9999 | 9999 | 9999 | 9999 | 9999 | 9999 | 9999 | 9999
D3DSBC07 | 9999 | 9999 | 9999 | 9999 | 9999 | 9999 | 9999 | 9999 | 9999 | 9999 | 9999 | 9999 | 9999 | 9999 | 9999 | 9999 | 9999 | 9999 | 9999 | 9999 | 9999 | 9999 | 9999 | 9999 | 9999 | 9999 | 9999 | 9999 | 9999 | 9999 | 9999
D3DSGC01 | 9999 | 9999 | 9999 | 9999 | 9999 | 9999 | 9999 | 9999 | 9999 | 9999 | 9999 | 9999 | 9999 | 9999 | 9999 | 9999 | 9999 | 9999 | 9999 | 9999 | 9999 | 9999 | 9999 | 9999 | 9999 | 9999 | 9999 | 9999 | 9999 | 9999 | 9999
D3DSGC02 | 9999 | 9999 | 9999 | 9999 | 9999 | 9999 | 9999 | 9999 | 9999 | 9999 | 9999 | 9999 | 9999 | 9999 | 9999 | 9999 | 9999 | 9999 | 9999 | 9999 | 9999 | 9999 | 9999 | 9999 | 9999 | 9999 | 9999 | 9999 | 9999 | 9999 | 9999
D3HYRC01 | 9999 | 9999 | 9999 | 9999 | 9999 | 9999 | 9999 | 9999 | 9999 | 9999 | 9999 | 9999 | 9999 | 9999 | 9999 | 9999 | 9999 | 9999 | 9999 | 9999 | 9999 | 9999 | 9999 | 9999 | 9999 | 9999 | 9999 | 9999 | 9999 | 9999 | 9999
D3HYRC02 | 9999 | 9999 | 9999 | 9999 | 9999 | 9999 | 9999 | 9999 | 9999 | 9999 | 9999 | 9999 | 9999 | 9999 | 9999 | 9999 | 9999 | 9999 | 9999 | 9999 | 9999 | 9999 | 9999 | 9999 | 9999 | 9999 | 9999 | 9999 | 9999 | 9999 | 9999
D3HYRC03 | 0 | 0 | 0 | 0 | 0.049 | 0.049 | 0.049 | 0.049 | 0.049 | 0.049 | 0.049 | 0.049 | 0.049 | 0.049 | 0.049 | 0.049 | 0.049 | 0.049 | 0.049 | 0.049 | 0.049 | 0.049 | 0.049 | 0.049 | 0.049 | 0.049 | 0.049 | 0.049 | 0.049 | 0.049 | 0.049
D3HYOC01 | 9999 | 9999 | 9999 | 9999 | 9999 | 9999 | 9999 | 9999 | 9999 | 9999 | 9999 | 9999 | 9999 | 9999 | 9999 | 9999 | 9999 | 9999 | 9999 | 9999 | 9999 | 9999 | 9999 | 9999 | 9999 | 9999 | 9999 | 9999 | 9999 | 9999 | 9999
D3SOPC330 | 0 | 0 | 0.334 | 0.334 | 0.334 | 0.334 | 0.334 | 0.334 | 0.334 | 0.334 | 0.334 | 0.334 | 0.334 | 0.334 | 0.334 | 0.334 | 0.334 | 0.334 | 0.334 | 0.334 | 0.334 | 0.334 | 0.334 | 0.334 | 0.334 | 0.334 | 0.334 | 0.334 | 0.334 | 0.334 | 0.334
D3SOPC331 | 0 | 0 | 0.961 | 0.961 | 0.961 | 0.961 | 0.961 | 0.961 | 0.961 | 0.961 | 0.961 | 0.961 | 0.961 | 0.961 | 0.961 | 0.961 | 0.961 | 0.961 | 0.961 | 0.961 | 0.961 | 0.961 | 0.961 | 0.961 | 0.961 | 0.961 | 0.961 | 0.961 | 0.961 | 0.961 | 0.961
D3SOPC1616 | 0 | 0 | 0.04 | 0.04 | 0.04 | 0.04 | 0.04 | 0.04 | 0.04 | 0.04 | 0.04 | 0.04 | 0.04 | 0.04 | 0.04 | 0.04 | 0.04 | 0.04 | 0.04 | 0.04 | 0.04 | 0.04 | 0.04 | 0.04 | 0.04 | 0.04 | 0.04 | 0.04 | 0.04 | 0.04 | 0.04
D3SOTN00 | 0 | 0 | 0 | 0 | 0 | 0 | 0.2 | 0.2 | 0.2 | 0.2 | 0.2 | 0.2 | 0.2 | 0.2 | 0.2 | 0.2 | 0.2 | 0.2 | 0.2 | 0.2 | 0.2 | 0.2 | 0.2 | 0.2 | 0.2 | 0.2 | 0.2 | 0.2 | 0.2 | 0.2 | 0.2
D3SOTS00 | 0 | 0 | 0 | 0 | 0 | 0 | 0 | 0 | 0 | 0 | 0 | 0 | 0 | 0 | 0 | 0 | 0 | 0 | 0 | 0 | 0 | 0 | 0 | 0 | 0 | 0 | 0 | 0 | 0 | 0 | 0
D3NGSO00 | 0 | 0 | 0 | 0 | 0 | 0 | 0 | 0 | 0 | 0 | 0 | 0 | 0 | 0 | 0 | 0 | 0 | 0 | 0 | 0 | 0 | 0 | 0 | 0 | 0 | 0 | 0 | 0 | 0 | 0 | 0
D3WDLC0 | 0 | 0 | 0 | 0.0248 | 0.0248 | 0.0248 | 0.0248 | 0.0248 | 0.0248 | 0.0248 | 0.0248 | 0.0248 | 0.0248 | 0.0248 | 0.0248 | 0.0248 | 0.0248 | 0.0248 | 0.0248 | 0.0248 | 0.0248 | 0.0248 | 0.0248 | 0.0248 | 0.0248 | 0.0248 | 0.0248 | 0.0248 | 0.0248 | 0.0248 | 0.0248
D3WDLC2 | 0 | 0 | 0 | 0.0238 | 0.0238 | 0.0238 | 0.0238 | 0.0238 | 0.0238 | 0.0238 | 0.0238 | 0.0238 | 0.0238 | 0.0238 | 0.0238 | 0.0238 | 0.0238 | 0.0238 | 0.0238 | 0.0238 | 0.0238 | 0.0238 | 0.0238 | 0.0238 | 0.0238 | 0.0238 | 0.0238 | 0.0238 | 0.0238 | 0.0238 | 0.0238
D3WDLC1 | 0 | 0 | 0 | 0.0307 | 0.0307 | 0.0307 | 0.0307 | 0.0307 | 0.0307 | 0.0307 | 0.0307 | 0.0307 | 0.0307 | 0.0307 | 0.0307 | 0.0307 | 0.0307 | 0.0307 | 0.0307 | 0.0307 | 0.0307 | 0.0307 | 0.0307 | 0.0307 | 0.0307 | 0.0307 | 0.0307 | 0.0307 | 0.0307 | 0.0307 | 0.0307
D3WDLDUM1 | 0 | 0 | 0 | 0 | 0 | 0 | 0 | 0 | 0 | 0 | 0 | 0 | 0 | 0 | 0 | 0 | 0 | 0 | 0 | 0 | 0 | 0 | 0 | 0 | 0 | 0 | 0 | 0 | 0 | 0 | 0
D3WDLDUM2 | 0 | 0 | 0 | 0 | 0 | 0 | 0 | 0 | 0 | 0 | 0 | 0 | 0 | 0 | 0 | 0 | 0 | 0 | 0 | 0 | 0 | 0 | 0 | 0 | 0 | 0 | 0 | 0 | 0 | 0 | 0
D3WDLDUM3 | 0 | 0 | 0 | 0 | 0 | 0 | 0 | 0 | 0 | 0 | 0 | 0 | 0 | 0 | 0 | 0 | 0 | 0 | 0 | 0 | 0 | 0 | 0 | 0 | 0 | 0 | 0 | 0 | 0 | 0 | 0
D3WDLDUM4 | 0 | 0 | 0 | 0 | 0 | 0 | 0 | 0 | 0 | 0 | 0 | 0 | 0 | 0 | 0 | 0 | 0 | 0 | 0 | 0 | 0 | 0 | 0 | 0 | 0 | 0 | 0 | 0 | 0 | 0 | 0
D3WDLDUM5 | 0 | 0 | 0 | 0 | 0 | 0 | 0 | 0 | 0 | 0 | 0 | 0 | 0 | 0 | 0 | 0 | 0 | 0 | 0 | 0 | 0 | 0 | 0 | 0 | 0 | 0 | 0 | 0 | 0 | 0 | 0
D3WDLDUM6 | 0 | 0 | 0 | 0 | 0 | 0 | 0 | 0 | 0 | 0 | 0 | 0 | 0 | 0 | 0 | 0 | 0 | 0 | 0 | 0 | 0 | 0 | 0 | 0 | 0 | 0 | 0 | 0 | 0 | 0 | 0
D3WDLDUM7 | 0 | 0 | 0 | 0 | 0 | 0 | 0 | 0 | 0 | 0 | 0 | 0 | 0 | 0 | 0 | 0 | 0 | 0 | 0 | 0 | 0 | 0 | 0 | 0 | 0 | 0 | 0 | 0 | 0 | 0 | 0
D3HLT0031 | 0 | 0 | 0 | 0.015 | 0.015 | 0.015 | 0.015 | 0.015 | 0.015 | 0.015 | 0.015 | 0.015 | 0.015 | 0.015 | 0.015 | 0.015 | 0.015 | 0.015 | 0.015 | 0.015 | 0.015 | 0.015 | 0.015 | 0.015 | 0.015 | 0.015 | 0.015 | 0.015 | 0.015 | 0.015 | 0.015
D3HSF0421 | 0 | 0 | 0 | 0.01 | 0.01 | 0.01 | 0.01 | 0.01 | 0.01 | 0.01 | 0.01 | 0.01 | 0.01 | 0.01 | 0.01 | 0.01 | 0.01 | 0.01 | 0.01 | 0.01 | 0.01 | 0.01 | 0.01 | 0.01 | 0.01 | 0.01 | 0.01 | 0.01 | 0.01 | 0.01 | 0.01
D3HSF0540 | 0 | 0 | 0 | 0.0072 | 0.0072 | 0.0072 | 0.0072 | 0.0072 | 0.0072 | 0.0072 | 0.0072 | 0.0072 | 0.0072 | 0.0072 | 0.0072 | 0.0072 | 0.0072 | 0.0072 | 0.0072 | 0.0072 | 0.0072 | 0.0072 | 0.0072 | 0.0072 | 0.0072 | 0.0072 | 0.0072 | 0.0072 | 0.0072 | 0.0072 | 0.0072
D3HSF0759 | 0 | 0 | 0 | 0.0149 | 0.0149 | 0.0149 | 0.0149 | 0.0149 | 0.0149 | 0.0149 | 0.0149 | 0.0149 | 0.0149 | 0.0149 | 0.0149 | 0.0149 | 0.0149 | 0.0149 | 0.0149 | 0.0149 | 0.0149 | 0.0149 | 0.0149 | 0.0149 | 0.0149 | 0.0149 | 0.0149 | 0.0149 | 0.0149 | 0.0149 | 0.0149
D3HSF0763 | 0 | 0 | 0 | 0.0105 | 0.0105 | 0.0105 | 0.0105 | 0.0105 | 0.0105 | 0.0105 | 0.0105 | 0.0105 | 0.0105 | 0.0105 | 0.0105 | 0.0105 | 0.0105 | 0.0105 | 0.0105 | 0.0105 | 0.0105 | 0.0105 | 0.0105 | 0.0105 | 0.0105 | 0.0105 | 0.0105 | 0.0105 | 0.0105 | 0.0105 | 0.0105
D3HSF0856 | 0 | 0 | 0 | 0.0192 | 0.0192 | 0.0192 | 0.0192 | 0.0192 | 0.0192 | 0.0192 | 0.0192 | 0.0192 | 0.0192 | 0.0192 | 0.0192 | 0.0192 | 0.0192 | 0.0192 | 0.0192 | 0.0192 | 0.0192 | 0.0192 | 0.0192 | 0.0192 | 0.0192 | 0.0192 | 0.0192 | 0.0192 | 0.0192 | 0.0192 | 0.0192
D3HSF0931 | 0 | 0 | 0 | 0.0168 | 0.0168 | 0.0168 | 0.0168 | 0.0168 | 0.0168 | 0.0168 | 0.0168 | 0.0168 | 0.0168 | 0.0168 | 0.0168 | 0.0168 | 0.0168 | 0.0168 | 0.0168 | 0.0168 | 0.0168 | 0.0168 | 0.0168 | 0.0168 | 0.0168 | 0.0168 | 0.0168 | 0.0168 | 0.0168 | 0.0168 | 0.0168
D3HSF0939 | 0 | 0 | 0 | 0.0177 | 0.0177 | 0.0177 | 0.0177 | 0.0177 | 0.0177 | 0.0177 | 0.0177 | 0.0177 | 0.0177 | 0.0177 | 0.0177 | 0.0177 | 0.0177 | 0.0177 | 0.0177 | 0.0177 | 0.0177 | 0.0177 | 0.0177 | 0.0177 | 0.0177 | 0.0177 | 0.0177 | 0.0177 | 0.0177 | 0.0177 | 0.0177
D3HLT0027 | 0 | 0 | 0 | 0 | 0 | 0.03 | 0.03 | 0.03 | 0.03 | 0.03 | 0.03 | 0.03 | 0.03 | 0.03 | 0.03 | 0.03 | 0.03 | 0.03 | 0.03 | 0.03 | 0.03 | 0.03 | 0.03 | 0.03 | 0.03 | 0.03 | 0.03 | 0.03 | 0.03 | 0.03 | 0.03
D3HLT0030 | 0 | 0 | 0 | 0 | 0 | 0.034 | 0.034 | 0.034 | 0.034 | 0.034 | 0.034 | 0.034 | 0.034 | 0.034 | 0.034 | 0.034 | 0.034 | 0.034 | 0.034 | 0.034 | 0.034 | 0.034 | 0.034 | 0.034 | 0.034 | 0.034 | 0.034 | 0.034 | 0.034 | 0.034 | 0.034
D3HLT0040 | 0 | 0 | 0 | 0 | 0 | 0.04 | 0.04 | 0.04 | 0.04 | 0.04 | 0.04 | 0.04 | 0.04 | 0.04 | 0.04 | 0.04 | 0.04 | 0.04 | 0.04 | 0.04 | 0.04 | 0.04 | 0.04 | 0.04 | 0.04 | 0.04 | 0.04 | 0.04 | 0.04 | 0.04 | 0.04
D3HLT0046 | 0 | 0 | 0 | 0 | 0 | 0.04 | 0.04 | 0.04 | 0.04 | 0.04 | 0.04 | 0.04 | 0.04 | 0.04 | 0.04 | 0.04 | 0.04 | 0.04 | 0.04 | 0.04 | 0.04 | 0.04 | 0.04 | 0.04 | 0.04 | 0.04 | 0.04 | 0.04 | 0.04 | 0.04 | 0.04
D3HLT0067 | 0 | 0 | 0 | 0 | 0 | 0.025 | 0.025 | 0.025 | 0.025 | 0.025 | 0.025 | 0.025 | 0.025 | 0.025 | 0.025 | 0.025 | 0.025 | 0.025 | 0.025 | 0.025 | 0.025 | 0.025 | 0.025 | 0.025 | 0.025 | 0.025 | 0.025 | 0.025 | 0.025 | 0.025 | 0.025
D3HSF0911 | 0 | 0 | 0 | 0 | 0 | 0.0285 | 0.0285 | 0.0285 | 0.0285 | 0.0285 | 0.0285 | 0.0285 | 0.0285 | 0.0285 | 0.0285 | 0.0285 | 0.0285 | 0.0285 | 0.0285 | 0.0285 | 0.0285 | 0.0285 | 0.0285 | 0.0285 | 0.0285 | 0.0285 | 0.0285 | 0.0285 | 0.0285 | 0.0285 | 0.0285
D3HSF0982 | 0 | 0 | 0 | 0 | 0 | 0.0471 | 0.0471 | 0.0471 | 0.0471 | 0.0471 | 0.0471 | 0.0471 | 0.0471 | 0.0471 | 0.0471 | 0.0471 | 0.0471 | 0.0471 | 0.0471 | 0.0471 | 0.0471 | 0.0471 | 0.0471 | 0.0471 | 0.0471 | 0.0471 | 0.0471 | 0.0471 | 0.0471 | 0.0471 | 0.0471
D3HLT0033 | 0 | 0 | 0 | 0 | 0 | 0 | 0 | 0.1335 | 0.1335 | 0.1335 | 0.1335 | 0.1335 | 0.1335 | 0.1335 | 0.1335 | 0.1335 | 0.1335 | 0.1335 | 0.1335 | 0.1335 | 0.1335 | 0.1335 | 0.1335 | 0.1335 | 0.1335 | 0.1335 | 0.1335 | 0.1335 | 0.1335 | 0.1335 | 0.1335
D3HSFO01 | 0 | 0 | 0 | 0.054 | 0.054 | 0.054 | 0.054 | 0.054 | 0.054 | 0.054 | 0.054 | 0.054 | 0.054 | 0.054 | 0.054 | 0.054 | 0.054 | 0.054 | 0.054 | 0.054 | 0.054 | 0.054 | 0.054 | 0.054 | 0.054 | 0.054 | 0.054 | 0.054 | 0.054 | 0.054 | 0.054
D3HSFO02 | 0 | 0 | 0 | 0.03 | 0.03 | 0.03 | 0.03 | 0.03 | 0.03 | 0.03 | 0.03 | 0.03 | 0.03 | 0.03 | 0.03 | 0.03 | 0.03 | 0.03 | 0.03 | 0.03 | 0.03 | 0.03 | 0.03 | 0.03 | 0.03 | 0.03 | 0.03 | 0.03 | 0.03 | 0.03 | 0.03
D3HSFO03 | 0 | 0 | 0 | 0.038 | 0.038 | 0.038 | 0.038 | 0.038 | 0.038 | 0.038 | 0.038 | 0.038 | 0.038 | 0.038 | 0.038 | 0.038 | 0.038 | 0.038 | 0.038 | 0.038 | 0.038 | 0.038 | 0.038 | 0.038 | 0.038 | 0.038 | 0.038 | 0.038 | 0.038 | 0.038 | 0.038

## AnnualMinCapacity
TECHNOLOGY | 2020 | 2021 | 2022 | 2023 | 2024 | 2025 | 2026 | 2027 | 2028 | 2029 | 2030 | 2031 | 2032 | 2033 | 2034 | 2035 | 2036 | 2037 | 2038 | 2039 | 2040 | 2041 | 2042 | 2043 | 2044 | 2045 | 2046 | 2047 | 2048 | 2049 | 2050
D3DMRELC01 | 0 | 0 | 0 | 0 | 0 | 0 | 0 | 0 | 0 | 0 | 0 | 0 | 0 | 0 | 0 | 0 | 0 | 0 | 0 | 0 | 0 | 0 | 0 | 0 | 0 | 0 | 0 | 0 | 0 | 0 | 0
D3DMIELC01 | 0 | 0 | 0 | 0 | 0 | 0 | 0 | 0 | 0 | 0 | 0 | 0 | 0 | 0 | 0 | 0 | 0 | 0 | 0 | 0 | 0 | 0 | 0 | 0 | 0 | 0 | 0 | 0 | 0 | 0 | 0
D3DMOELC01 | 0 | 0 | 0 | 0 | 0 | 0 | 0 | 0 | 0 | 0 | 0 | 0 | 0 | 0 | 0 | 0 | 0 | 0 | 0 | 0 | 0 | 0 | 0 | 0 | 0 | 0 | 0 | 0 | 0 | 0 | 0
D3BM00X00 | 0 | 0 | 0 | 0 | 0 | 0 | 0 | 0 | 0 | 0 | 0 | 0 | 0 | 0 | 0 | 0 | 0 | 0 | 0 | 0 | 0 | 0 | 0 | 0 | 0 | 0 | 0 | 0 | 0 | 0 | 0
D3BW00X00 | 0 | 0 | 0 | 0 | 0 | 0 | 0 | 0 | 0 | 0 | 0 | 0 | 0 | 0 | 0 | 0 | 0 | 0 | 0 | 0 | 0 | 0 | 0 | 0 | 0 | 0 | 0 | 0 | 0 | 0 | 0
D3HY00X00 | 0 | 0 | 0 | 0 | 0 | 0 | 0 | 0 | 0 | 0 | 0 | 0 | 0 | 0 | 0 | 0 | 0 | 0 | 0 | 0 | 0 | 0 | 0 | 0 | 0 | 0 | 0 | 0 | 0 | 0 | 0
D3SO00X00 | 0 | 0 | 0 | 0 | 0 | 0 | 0 | 0 | 0 | 0 | 0 | 0 | 0 | 0 | 0 | 0 | 0 | 0 | 0 | 0 | 0 | 0 | 0 | 0 | 0 | 0 | 0 | 0 | 0 | 0 | 0
D3WD00X00 | 0 | 0 | 0 | 0 | 0 | 0 | 0 | 0 | 0 | 0 | 0 | 0 | 0 | 0 | 0 | 0 | 0 | 0 | 0 | 0 | 0 | 0 | 0 | 0 | 0 | 0 | 0 | 0 | 0 | 0 | 0
D3HF00I00 | 0 | 0 | 0 | 0 | 0 | 0 | 0 | 0 | 0 | 0 | 0 | 0 | 0 | 0 | 0 | 0 | 0 | 0 | 0 | 0 | 0 | 0 | 0 | 0 | 0 | 0 | 0 | 0 | 0 | 0 | 0
D3DS00I00 | 0 | 0 | 0 | 0 | 0 | 0 | 0 | 0 | 0 | 0 | 0 | 0 | 0 | 0 | 0 | 0 | 0 | 0 | 0 | 0 | 0 | 0 | 0 | 0 | 0 | 0 | 0 | 0 | 0 | 0 | 0
D3NG00X00 | 0 | 0 | 0 | 0 | 0 | 0 | 0 | 0 | 0 | 0 | 0 | 0 | 0 | 0 | 0 | 0 | 0 | 0 | 0 | 0 | 0 | 0 | 0 | 0 | 0 | 0 | 0 | 0 | 0 | 0 | 0
D3CO00X00 | 0 | 0 | 0 | 0 | 0 | 0 | 0 | 0 | 0 | 0 | 0 | 0 | 0 | 0 | 0 | 0 | 0 | 0 | 0 | 0 | 0 | 0 | 0 | 0 | 0 | 0 | 0 | 0 | 0 | 0 | 0
D3PWRTRN | 0 | 0 | 0 | 0 | 0 | 0 | 0 | 0 | 0 | 0 | 0 | 0 | 0 | 0 | 0 | 0 | 0 | 0 | 0 | 0 | 0 | 0 | 0 | 0 | 0 | 0 | 0 | 0 | 0 | 0 | 0
D3IMPELC | 0 | 0 | 0 | 0 | 0 | 0 | 0 | 0 | 0 | 0 | 0 | 0 | 0 | 0 | 0 | 0 | 0 | 0 | 0 | 0 | 0 | 0 | 0 | 0 | 0 | 0 | 0 | 0 | 0 | 0 | 0
D3DSGC00 | 0 | 0 | 0 | 0 | 0 | 0 | 0 | 0 | 0 | 0 | 0 | 0 | 0 | 0 | 0 | 0 | 0 | 0 | 0 | 0 | 0 | 0 | 0 | 0 | 0 | 0 | 0 | 0 | 0 | 0 | 0
D3HFGC00 | 0 | 0 | 0 | 0 | 0 | 0 | 0 | 0 | 0 | 0 | 0 | 0 | 0 | 0 | 0 | 0 | 0 | 0 | 0 | 0 | 0 | 0 | 0 | 0 | 0 | 0 | 0 | 0 | 0 | 0 | 0
D3NGOC00 | 0 | 0 | 0 | 0 | 0 | 0 | 0 | 0 | 0 | 0 | 0 | 0 | 0 | 0 | 0 | 0 | 0 | 0 | 0 | 0 | 0 | 0 | 0 | 0 | 0 | 0 | 0 | 0 | 0 | 0 | 0
D3NGCC00 | 0 | 0 | 0 | 0 | 0 | 0 | 0 | 0 | 0 | 0 | 0 | 0 | 0 | 0 | 0 | 0 | 0 | 0 | 0 | 0 | 0 | 0 | 0 | 0 | 0 | 0 | 0 | 0 | 0 | 0 | 0
D3NGEC00 | 0 | 0 | 0 | 0 | 0 | 0 | 0 | 0 | 0 | 0 | 0 | 0 | 0 | 0 | 0 | 0 | 0 | 0 | 0 | 0 | 0 | 0 | 0 | 0 | 0 | 0 | 0 | 0 | 0 | 0 | 0
D3BMBC00 | 0 | 0 | 0 | 0 | 0 | 0 | 0 | 0 | 0 | 0 | 0 | 0 | 0 | 0 | 0 | 0 | 0 | 0 | 0 | 0 | 0 | 0 | 0 | 0 | 0 | 0 | 0 | 0 | 0 | 0 | 0
D3BWWC00 | 0 | 0 | 0 | 0 | 0 | 0 | 0 | 0 | 0 | 0 | 0 | 0 | 0 | 0 | 0 | 0 | 0 | 0 | 0 | 0 | 0 | 0 | 0 | 0 | 0 | 0 | 0 | 0 | 0 | 0 | 0
D3DSBC01 | 0 | 0 | 0 | 0 | 0 | 0 | 0 | 0 | 0 | 0 | 0 | 0 | 0 | 0 | 0 | 0 | 0 | 0 | 0 | 0 | 0 | 0 | 0 | 0 | 0 | 0 | 0 | 0 | 0 | 0 | 0
D3DSBC02 | 0 | 0 | 0 | 0 | 0 | 0 | 0 | 0 | 0 | 0 | 0 | 0 | 0 | 0 | 0 | 0 | 0 | 0 | 0 | 0 | 0 | 0 | 0 | 0 | 0 | 0 | 0 | 0 | 0 | 0 | 0
D3DSBC03 | 0 | 0 | 0 | 0 | 0 | 0 | 0 | 0 | 0 | 0 | 0 | 0 | 0 | 0 | 0 | 0 | 0 | 0 | 0 | 0 | 0 | 0 | 0 | 0 | 0 | 0 | 0 | 0 | 0 | 0 | 0
D3DSBC04 | 0 | 0 | 0 | 0 | 0 | 0 | 0 | 0 | 0 | 0 | 0 | 0 | 0 | 0 | 0 | 0 | 0 | 0 | 0 | 0 | 0 | 0 | 0 | 0 | 0 | 0 | 0 | 0 | 0 | 0 | 0
D3DSBC05 | 0 | 0 | 0 | 0 | 0 | 0 | 0 | 0 | 0 | 0 | 0 | 0 | 0 | 0 | 0 | 0 | 0 | 0 | 0 | 0 | 0 | 0 | 0 | 0 | 0 | 0 | 0 | 0 | 0 | 0 | 0
D3DSBC06 | 0 | 0 | 0 | 0 | 0 | 0 | 0 | 0 | 0 | 0 | 0 | 0 | 0 | 0 | 0 | 0 | 0 | 0 | 0 | 0 | 0 | 0 | 0 | 0 | 0 | 0 | 0 | 0 | 0 | 0 | 0
D3DSBC07 | 0 | 0 | 0 | 0 | 0 | 0 | 0 | 0 | 0 | 0 | 0 | 0 | 0 | 0 | 0 | 0 | 0 | 0 | 0 | 0 | 0 | 0 | 0 | 0 | 0 | 0 | 0 | 0 | 0 | 0 | 0
D3DSGC01 | 0 | 0 | 0 | 0 | 0 | 0 | 0 | 0 | 0 | 0 | 0 | 0 | 0 | 0 | 0 | 0 | 0 | 0 | 0 | 0 | 0 | 0 | 0 | 0 | 0 | 0 | 0 | 0 | 0 | 0 | 0
D3DSGC02 | 0 | 0 | 0 | 0 | 0 | 0 | 0 | 0 | 0 | 0 | 0 | 0 | 0 | 0 | 0 | 0 | 0 | 0 | 0 | 0 | 0 | 0 | 0 | 0 | 0 | 0 | 0 | 0 | 0 | 0 | 0
D3HYRC01 | 0 | 0 | 0 | 0 | 0 | 0 | 0 | 0 | 0 | 0 | 0 | 0 | 0 | 0 | 0 | 0 | 0 | 0 | 0 | 0 | 0 | 0 | 0 | 0 | 0 | 0 | 0 | 0 | 0 | 0 | 0
D3HYRC02 | 0 | 0 | 0 | 0 | 0 | 0 | 0 | 0 | 0 | 0 | 0 | 0 | 0 | 0 | 0 | 0 | 0 | 0 | 0 | 0 | 0 | 0 | 0 | 0 | 0 | 0 | 0 | 0 | 0 | 0 | 0
D3HYRC03 | 0 | 0 | 0 | 0 | 0.049 | 0.049 | 0.049 | 0.049 | 0.049 | 0.049 | 0.049 | 0.049 | 0.049 | 0.049 | 0.049 | 0.049 | 0.049 | 0.049 | 0.049 | 0.049 | 0.049 | 0.049 | 0.049 | 0.049 | 0.049 | 0.049 | 0.049 | 0.049 | 0.049 | 0.049 | 0.049
D3HYOC01 | 0 | 0 | 0 | 0 | 0 | 0 | 0 | 0 | 0 | 0 | 0 | 0 | 0 | 0 | 0 | 0 | 0 | 0 | 0 | 0 | 0 | 0 | 0 | 0 | 0 | 0 | 0 | 0 | 0 | 0 | 0
D3SOPC330 | 0 | 0 | 0 | 0 | 0 | 0 | 0 | 0 | 0 | 0 | 0 | 0 | 0 | 0 | 0 | 0 | 0 | 0 | 0 | 0 | 0 | 0 | 0 | 0 | 0 | 0 | 0 | 0 | 0 | 0 | 0
D3SOPC331 | 0 | 0 | 0 | 0 | 0 | 0 | 0 | 0 | 0 | 0 | 0 | 0 | 0 | 0 | 0 | 0 | 0 | 0 | 0 | 0 | 0 | 0 | 0 | 0 | 0 | 0 | 0 | 0 | 0 | 0 | 0
D3SOPC1616 | 0 | 0 | 0 | 0 | 0 | 0 | 0 | 0 | 0 | 0 | 0 | 0 | 0 | 0 | 0 | 0 | 0 | 0 | 0 | 0 | 0 | 0 | 0 | 0 | 0 | 0 | 0 | 0 | 0 | 0 | 0
D3SOTN00 | 0 | 0 | 0 | 0 | 0 | 0 | 0 | 0 | 0 | 0 | 0 | 0 | 0 | 0 | 0 | 0 | 0 | 0 | 0 | 0 | 0 | 0 | 0 | 0 | 0 | 0 | 0 | 0 | 0 | 0 | 0
D3SOTS00 | 0 | 0 | 0 | 0 | 0 | 0 | 0 | 0 | 0 | 0 | 0 | 0 | 0 | 0 | 0 | 0 | 0 | 0 | 0 | 0 | 0 | 0 | 0 | 0 | 0 | 0 | 0 | 0 | 0 | 0 | 0
D3NGSO00 | 0 | 0 | 0 | 0 | 0 | 0 | 0 | 0 | 0 | 0 | 0 | 0 | 0 | 0 | 0 | 0 | 0 | 0 | 0 | 0 | 0 | 0 | 0 | 0 | 0 | 0 | 0 | 0 | 0 | 0 | 0
D3WDLC0 | 0 | 0 | 0 | 0 | 0 | 0 | 0 | 0 | 0 | 0 | 0 | 0 | 0 | 0 | 0 | 0 | 0 | 0 | 0 | 0 | 0 | 0 | 0 | 0 | 0 | 0 | 0 | 0 | 0 | 0 | 0
D3WDLC2 | 0 | 0 | 0 | 0 | 0 | 0 | 0 | 0 | 0 | 0 | 0 | 0 | 0 | 0 | 0 | 0 | 0 | 0 | 0 | 0 | 0 | 0 | 0 | 0 | 0 | 0 | 0 | 0 | 0 | 0 | 0
D3WDLC1 | 0 | 0 | 0 | 0 | 0 | 0 | 0 | 0 | 0 | 0 | 0 | 0 | 0 | 0 | 0 | 0 | 0 | 0 | 0 | 0 | 0 | 0 | 0 | 0 | 0 | 0 | 0 | 0 | 0 | 0 | 0
D3WDLDUM1 | 0 | 0 | 0 | 0 | 0 | 0 | 0 | 0 | 0 | 0 | 0 | 0 | 0 | 0 | 0 | 0 | 0 | 0 | 0 | 0 | 0 | 0 | 0 | 0 | 0 | 0 | 0 | 0 | 0 | 0 | 0
D3WDLDUM2 | 0 | 0 | 0 | 0 | 0 | 0 | 0 | 0 | 0 | 0 | 0 | 0 | 0 | 0 | 0 | 0 | 0 | 0 | 0 | 0 | 0 | 0 | 0 | 0 | 0 | 0 | 0 | 0 | 0 | 0 | 0
D3WDLDUM3 | 0 | 0 | 0 | 0 | 0 | 0 | 0 | 0 | 0 | 0 | 0 | 0 | 0 | 0 | 0 | 0 | 0 | 0 | 0 | 0 | 0 | 0 | 0 | 0 | 0 | 0 | 0 | 0 | 0 | 0 | 0
D3WDLDUM4 | 0 | 0 | 0 | 0 | 0 | 0 | 0 | 0 | 0 | 0 | 0 | 0 | 0 | 0 | 0 | 0 | 0 | 0 | 0 | 0 | 0 | 0 | 0 | 0 | 0 | 0 | 0 | 0 | 0 | 0 | 0
D3WDLDUM5 | 0 | 0 | 0 | 0 | 0 | 0 | 0 | 0 | 0 | 0 | 0 | 0 | 0 | 0 | 0 | 0 | 0 | 0 | 0 | 0 | 0 | 0 | 0 | 0 | 0 | 0 | 0 | 0 | 0 | 0 | 0
D3WDLDUM6 | 0 | 0 | 0 | 0 | 0 | 0 | 0 | 0 | 0 | 0 | 0 | 0 | 0 | 0 | 0 | 0 | 0 | 0 | 0 | 0 | 0 | 0 | 0 | 0 | 0 | 0 | 0 | 0 | 0 | 0 | 0
D3WDLDUM7 | 0 | 0 | 0 | 0 | 0 | 0 | 0 | 0 | 0 | 0 | 0 | 0 | 0 | 0 | 0 | 0 | 0 | 0 | 0 | 0 | 0 | 0 | 0 | 0 | 0 | 0 | 0 | 0 | 0 | 0 | 0
D3HLT0031 | 0 | 0 | 0 | 0 | 0 | 0 | 0 | 0 | 0 | 0 | 0 | 0 | 0 | 0 | 0 | 0 | 0 | 0 | 0 | 0 | 0 | 0 | 0 | 0 | 0 | 0 | 0 | 0 | 0 | 0 | 0
D3HSF0421 | 0 | 0 | 0 | 0 | 0 | 0 | 0 | 0 | 0 | 0 | 0 | 0 | 0 | 0 | 0 | 0 | 0 | 0 | 0 | 0 | 0 | 0 | 0 | 0 | 0 | 0 | 0 | 0 | 0 | 0 | 0
D3HSF0540 | 0 | 0 | 0 | 0 | 0 | 0 | 0 | 0 | 0 | 0 | 0 | 0 | 0 | 0 | 0 | 0 | 0 | 0 | 0 | 0 | 0 | 0 | 0 | 0 | 0 | 0 | 0 | 0 | 0 | 0 | 0
D3HSF0759 | 0 | 0 | 0 | 0 | 0 | 0 | 0 | 0 | 0 | 0 | 0 | 0 | 0 | 0 | 0 | 0 | 0 | 0 | 0 | 0 | 0 | 0 | 0 | 0 | 0 | 0 | 0 | 0 | 0 | 0 | 0
D3HSF0763 | 0 | 0 | 0 | 0 | 0 | 0 | 0 | 0 | 0 | 0 | 0 | 0 | 0 | 0 | 0 | 0 | 0 | 0 | 0 | 0 | 0 | 0 | 0 | 0 | 0 | 0 | 0 | 0 | 0 | 0 | 0
D3HSF0856 | 0 | 0 | 0 | 0 | 0 | 0 | 0 | 0 | 0 | 0 | 0 | 0 | 0 | 0 | 0 | 0 | 0 | 0 | 0 | 0 | 0 | 0 | 0 | 0 | 0 | 0 | 0 | 0 | 0 | 0 | 0
D3HSF0931 | 0 | 0 | 0 | 0 | 0 | 0 | 0 | 0 | 0 | 0 | 0 | 0 | 0 | 0 | 0 | 0 | 0 | 0 | 0 | 0 | 0 | 0 | 0 | 0 | 0 | 0 | 0 | 0 | 0 | 0 | 0
D3HSF0939 | 0 | 0 | 0 | 0 | 0 | 0 | 0 | 0 | 0 | 0 | 0 | 0 | 0 | 0 | 0 | 0 | 0 | 0 | 0 | 0 | 0 | 0 | 0 | 0 | 0 | 0 | 0 | 0 | 0 | 0 | 0
D3HLT0027 | 0 | 0 | 0 | 0 | 0 | 0 | 0 | 0 | 0 | 0 | 0 | 0 | 0 | 0 | 0 | 0 | 0 | 0 | 0 | 0 | 0 | 0 | 0 | 0 | 0 | 0 | 0 | 0 | 0 | 0 | 0
D3HLT0030 | 0 | 0 | 0 | 0 | 0 | 0 | 0 | 0 | 0 | 0 | 0 | 0 | 0 | 0 | 0 | 0 | 0 | 0 | 0 | 0 | 0 | 0 | 0 | 0 | 0 | 0 | 0 | 0 | 0 | 0 | 0
D3HLT0040 | 0 | 0 | 0 | 0 | 0 | 0 | 0 | 0 | 0 | 0 | 0 | 0 | 0 | 0 | 0 | 0 | 0 | 0 | 0 | 0 | 0 | 0 | 0 | 0 | 0 | 0 | 0 | 0 | 0 | 0 | 0
D3HLT0046 | 0 | 0 | 0 | 0 | 0 | 0 | 0 | 0 | 0 | 0 | 0 | 0 | 0 | 0 | 0 | 0 | 0 | 0 | 0 | 0 | 0 | 0 | 0 | 0 | 0 | 0 | 0 | 0 | 0 | 0 | 0
D3HLT0067 | 0 | 0 | 0 | 0 | 0 | 0 | 0 | 0 | 0 | 0 | 0 | 0 | 0 | 0 | 0 | 0 | 0 | 0 | 0 | 0 | 0 | 0 | 0 | 0 | 0 | 0 | 0 | 0 | 0 | 0 | 0
D3HSF0911 | 0 | 0 | 0 | 0 | 0 | 0 | 0 | 0 | 0 | 0 | 0 | 0 | 0 | 0 | 0 | 0 | 0 | 0 | 0 | 0 | 0 | 0 | 0 | 0 | 0 | 0 | 0 | 0 | 0 | 0 | 0
D3HSF0982 | 0 | 0 | 0 | 0 | 0 | 0 | 0 | 0 | 0 | 0 | 0 | 0 | 0 | 0 | 0 | 0 | 0 | 0 | 0 | 0 | 0 | 0 | 0 | 0 | 0 | 0 | 0 | 0 | 0 | 0 | 0
D3HLT0033 | 0 | 0 | 0 | 0 | 0 | 0 | 0 | 0 | 0 | 0 | 0 | 0 | 0 | 0 | 0 | 0 | 0 | 0 | 0 | 0 | 0 | 0 | 0 | 0 | 0 | 0 | 0 | 0 | 0 | 0 | 0
D3HSFO01 | 0 | 0 | 0 | 0 | 0 | 0 | 0 | 0 | 0 | 0 | 0 | 0 | 0 | 0 | 0 | 0 | 0 | 0 | 0 | 0 | 0 | 0 | 0 | 0 | 0 | 0 | 0 | 0 | 0 | 0 | 0
D3HSFO02 | 0 | 0 | 0 | 0 | 0 | 0 | 0 | 0 | 0 | 0 | 0 | 0 | 0 | 0 | 0 | 0 | 0 | 0 | 0 | 0 | 0 | 0 | 0 | 0 | 0 | 0 | 0 | 0 | 0 | 0 | 0
D3HSFO03 | 0 | 0 | 0 | 0 | 0 | 0 | 0 | 0 | 0 | 0 | 0 | 0 | 0 | 0 | 0 | 0 | 0 | 0 | 0 | 0 | 0 | 0 | 0 | 0 | 0 | 0 | 0 | 0 | 0 | 0 | 0

## AnnualActivityUpperLimit
TECHNOLOGY | 2017 | 2018 | 2019 | 2020 | 2021 | 2022 | 2023 | 2024 | 2025 | 2026 | 2027 | 2028 | 2029 | 2030 | 2031 | 2032 | 2033 | 2034 | 2035 | 2036 | 2037 | 2038 | 2039 | 2040 | 2041 | 2042 | 2043 | 2044 | 2045 | 2046 | 2047 | 2048 | 2049 | 2050
D3DMRELC01 | 9999 | 9999 | 9999 | 9999 | 9999 | 9999 | 9999 | 9999 | 9999 | 9999 | 9999 | 9999 | 9999 | 9999 | 9999 | 9999 | 9999 | 9999 | 9999 | 9999 | 9999 | 9999 | 9999 | 9999 | 9999 | 9999 | 9999 | 9999 | 9999 | 9999 | 9999 | 9999 | 9999 | 9999
D3DMIELC01 | 9999 | 9999 | 9999 | 9999 | 9999 | 9999 | 9999 | 9999 | 9999 | 9999 | 9999 | 9999 | 9999 | 9999 | 9999 | 9999 | 9999 | 9999 | 9999 | 9999 | 9999 | 9999 | 9999 | 9999 | 9999 | 9999 | 9999 | 9999 | 9999 | 9999 | 9999 | 9999 | 9999 | 9999
D3DMOELC01 | 9999 | 9999 | 9999 | 9999 | 9999 | 9999 | 9999 | 9999 | 9999 | 9999 | 9999 | 9999 | 9999 | 9999 | 9999 | 9999 | 9999 | 9999 | 9999 | 9999 | 9999 | 9999 | 9999 | 9999 | 9999 | 9999 | 9999 | 9999 | 9999 | 9999 | 9999 | 9999 | 9999 | 9999
D3BM00X00 | 9999 | 9999 | 9999 | 9999 | 9999 | 9999 | 9999 | 9999 | 9999 | 9999 | 9999 | 9999 | 9999 | 9999 | 9999 | 9999 | 9999 | 9999 | 9999 | 9999 | 9999 | 9999 | 9999 | 9999 | 9999 | 9999 | 9999 | 9999 | 9999 | 9999 | 9999 | 9999 | 9999 | 9999
D3BW00X00 | 9999 | 9999 | 9999 | 9999 | 9999 | 9999 | 9999 | 9999 | 9999 | 9999 | 9999 | 9999 | 9999 | 9999 | 9999 | 9999 | 9999 | 9999 | 9999 | 9999 | 9999 | 9999 | 9999 | 9999 | 9999 | 9999 | 9999 | 9999 | 9999 | 9999 | 9999 | 9999 | 9999 | 9999
D3HY00X00 | 9999 | 9999 | 9999 | 9999 | 9999 | 9999 | 9999 | 9999 | 9999 | 9999 | 9999 | 9999 | 9999 | 9999 | 9999 | 9999 | 9999 | 9999 | 9999 | 9999 | 9999 | 9999 | 9999 | 9999 | 9999 | 9999 | 9999 | 9999 | 9999 | 9999 | 9999 | 9999 | 9999 | 9999
D3SO00X00 | 9999 | 9999 | 9999 | 9999 | 9999 | 9999 | 9999 | 9999 | 9999 | 9999 | 9999 | 9999 | 9999 | 9999 | 9999 | 9999 | 9999 | 9999 | 9999 | 9999 | 9999 | 9999 | 9999 | 9999 | 9999 | 9999 | 9999 | 9999 | 9999 | 9999 | 9999 | 9999 | 9999 | 9999
D3WD00X00 | 9999 | 9999 | 9999 | 9999 | 9999 | 9999 | 9999 | 9999 | 9999 | 9999 | 9999 | 9999 | 9999 | 9999 | 9999 | 9999 | 9999 | 9999 | 9999 | 9999 | 9999 | 9999 | 9999 | 9999 | 9999 | 9999 | 9999 | 9999 | 9999 | 9999 | 9999 | 9999 | 9999 | 9999
D3HF00I00 | 9999 | 9999 | 9999 | 9999 | 9999 | 9999 | 9999 | 9999 | 9999 | 9999 | 9999 | 9999 | 9999 | 9999 | 9999 | 9999 | 9999 | 9999 | 9999 | 9999 | 9999 | 9999 | 9999 | 9999 | 9999 | 9999 | 9999 | 9999 | 9999 | 9999 | 9999 | 9999 | 9999 | 9999
D3DS00I00 | 9999 | 9999 | 9999 | 9999 | 9999 | 9999 | 9999 | 9999 | 9999 | 9999 | 9999 | 9999 | 9999 | 9999 | 9999 | 9999 | 9999 | 9999 | 9999 | 9999 | 9999 | 9999 | 9999 | 9999 | 9999 | 9999 | 9999 | 9999 | 9999 | 9999 | 9999 | 9999 | 9999 | 9999
D3NG00X00 | 9999 | 9999 | 9999 | 9999 | 9999 | 9999 | 9999 | 9999 | 9999 | 9999 | 9999 | 9999 | 9999 | 9999 | 9999 | 9999 | 9999 | 9999 | 9999 | 9999 | 9999 | 9999 | 9999 | 9999 | 9999 | 9999 | 9999 | 9999 | 9999 | 9999 | 9999 | 9999 | 9999 | 9999
D3CO00X00 | 9999 | 9999 | 9999 | 9999 | 9999 | 9999 | 9999 | 9999 | 9999 | 9999 | 9999 | 9999 | 9999 | 9999 | 9999 | 9999 | 9999 | 9999 | 9999 | 9999 | 9999 | 9999 | 9999 | 9999 | 9999 | 9999 | 9999 | 9999 | 9999 | 9999 | 9999 | 9999 | 9999 | 9999
D3PWRTRN | 9999 | 9999 | 9999 | 9999 | 9999 | 9999 | 9999 | 9999 | 9999 | 9999 | 9999 | 9999 | 9999 | 9999 | 9999 | 9999 | 9999 | 9999 | 9999 | 9999 | 9999 | 9999 | 9999 | 9999 | 9999 | 9999 | 9999 | 9999 | 9999 | 9999 | 9999 | 9999 | 9999 | 9999
D3IMPELC | 9999 | 9999 | 9999 | 9999 | 9999 | 9999 | 9999 | 9999 | 9999 | 9999 | 9999 | 9999 | 9999 | 9999 | 9999 | 9999 | 9999 | 9999 | 9999 | 9999 | 9999 | 9999 | 9999 | 9999 | 9999 | 9999 | 9999 | 9999 | 9999 | 9999 | 9999 | 9999 | 9999 | 9999
D3DSGC00 | 9999 | 9999 | 9999 | 9999 | 9999 | 9999 | 9999 | 9999 | 9999 | 9999 | 9999 | 9999 | 9999 | 9999 | 9999 | 9999 | 9999 | 9999 | 9999 | 9999 | 9999 | 9999 | 9999 | 9999 | 9999 | 9999 | 9999 | 9999 | 9999 | 9999 | 9999 | 9999 | 9999 | 9999
D3HFGC00 | 9999 | 9999 | 9999 | 9999 | 9999 | 9999 | 9999 | 9999 | 9999 | 9999 | 9999 | 9999 | 9999 | 9999 | 9999 | 9999 | 9999 | 9999 | 9999 | 9999 | 9999 | 9999 | 9999 | 9999 | 9999 | 9999 | 9999 | 9999 | 9999 | 9999 | 9999 | 9999 | 9999 | 9999
D3NGOC00 | 9999 | 9999 | 9999 | 9999 | 9999 | 9999 | 9999 | 9999 | 9999 | 9999 | 9999 | 9999 | 9999 | 9999 | 9999 | 9999 | 9999 | 9999 | 9999 | 9999 | 9999 | 9999 | 9999 | 9999 | 9999 | 9999 | 9999 | 9999 | 9999 | 9999 | 9999 | 9999 | 9999 | 9999
D3NGCC00 | 9999 | 9999 | 9999 | 9999 | 9999 | 9999 | 9999 | 9999 | 9999 | 9999 | 9999 | 9999 | 9999 | 9999 | 9999 | 9999 | 9999 | 9999 | 9999 | 9999 | 9999 | 9999 | 9999 | 9999 | 9999 | 9999 | 9999 | 9999 | 9999 | 9999 | 9999 | 9999 | 9999 | 9999
D3NGEC00 | 9999 | 9999 | 9999 | 9999 | 9999 | 9999 | 9999 | 9999 | 9999 | 9999 | 9999 | 9999 | 9999 | 9999 | 9999 | 9999 | 9999 | 9999 | 9999 | 9999 | 9999 | 9999 | 9999 | 9999 | 9999 | 9999 | 9999 | 9999 | 9999 | 9999 | 9999 | 9999 | 9999 | 9999
D3BMBC00 | 9999 | 9999 | 9999 | 9999 | 9999 | 9999 | 9999 | 9999 | 9999 | 9999 | 9999 | 9999 | 9999 | 9999 | 9999 | 9999 | 9999 | 9999 | 9999 | 9999 | 9999 | 9999 | 9999 | 9999 | 9999 | 9999 | 9999 | 9999 | 9999 | 9999 | 9999 | 9999 | 9999 | 9999
D3BWWC00 | 9999 | 9999 | 9999 | 9999 | 9999 | 9999 | 9999 | 9999 | 9999 | 9999 | 9999 | 9999 | 9999 | 9999 | 9999 | 9999 | 9999 | 9999 | 9999 | 9999 | 9999 | 9999 | 9999 | 9999 | 9999 | 9999 | 9999 | 9999 | 9999 | 9999 | 9999 | 9999 | 9999 | 9999
D3DSBC01 | 9999 | 9999 | 9999 | 9999 | 9999 | 9999 | 9999 | 9999 | 9999 | 9999 | 9999 | 9999 | 9999 | 9999 | 9999 | 9999 | 9999 | 9999 | 9999 | 9999 | 9999 | 9999 | 9999 | 9999 | 9999 | 9999 | 9999 | 9999 | 9999 | 9999 | 9999 | 9999 | 9999 | 9999
D3DSBC02 | 9999 | 9999 | 9999 | 9999 | 9999 | 9999 | 9999 | 9999 | 9999 | 9999 | 9999 | 9999 | 9999 | 9999 | 9999 | 9999 | 9999 | 9999 | 9999 | 9999 | 9999 | 9999 | 9999 | 9999 | 9999 | 9999 | 9999 | 9999 | 9999 | 9999 | 9999 | 9999 | 9999 | 9999
D3DSBC03 | 9999 | 9999 | 9999 | 9999 | 9999 | 9999 | 9999 | 9999 | 9999 | 9999 | 9999 | 9999 | 9999 | 9999 | 9999 | 9999 | 9999 | 9999 | 9999 | 9999 | 9999 | 9999 | 9999 | 9999 | 9999 | 9999 | 9999 | 9999 | 9999 | 9999 | 9999 | 9999 | 9999 | 9999
D3DSBC04 | 9999 | 9999 | 9999 | 9999 | 9999 | 9999 | 9999 | 9999 | 9999 | 9999 | 9999 | 9999 | 9999 | 9999 | 9999 | 9999 | 9999 | 9999 | 9999 | 9999 | 9999 | 9999 | 9999 | 9999 | 9999 | 9999 | 9999 | 9999 | 9999 | 9999 | 9999 | 9999 | 9999 | 9999
D3DSBC05 | 9999 | 9999 | 9999 | 9999 | 9999 | 9999 | 9999 | 9999 | 9999 | 9999 | 9999 | 9999 | 9999 | 9999 | 9999 | 9999 | 9999 | 9999 | 9999 | 9999 | 9999 | 9999 | 9999 | 9999 | 9999 | 9999 | 9999 | 9999 | 9999 | 9999 | 9999 | 9999 | 9999 | 9999
D3DSBC06 | 9999 | 9999 | 9999 | 9999 | 9999 | 9999 | 9999 | 9999 | 9999 | 9999 | 9999 | 9999 | 9999 | 9999 | 9999 | 9999 | 9999 | 9999 | 9999 | 9999 | 9999 | 9999 | 9999 | 9999 | 9999 | 9999 | 9999 | 9999 | 9999 | 9999 | 9999 | 9999 | 9999 | 9999
D3DSBC07 | 9999 | 9999 | 9999 | 9999 | 9999 | 9999 | 9999 | 9999 | 9999 | 9999 | 9999 | 9999 | 9999 | 9999 | 9999 | 9999 | 9999 | 9999 | 9999 | 9999 | 9999 | 9999 | 9999 | 9999 | 9999 | 9999 | 9999 | 9999 | 9999 | 9999 | 9999 | 9999 | 9999 | 9999
D3DSGC01 | 9999 | 9999 | 9999 | 9999 | 9999 | 9999 | 9999 | 9999 | 9999 | 9999 | 9999 | 9999 | 9999 | 9999 | 9999 | 9999 | 9999 | 9999 | 9999 | 9999 | 9999 | 9999 | 9999 | 9999 | 9999 | 9999 | 9999 | 9999 | 9999 | 9999 | 9999 | 9999 | 9999 | 9999
D3DSGC02 | 9999 | 9999 | 9999 | 9999 | 9999 | 9999 | 9999 | 9999 | 9999 | 9999 | 9999 | 9999 | 9999 | 9999 | 9999 | 9999 | 9999 | 9999 | 9999 | 9999 | 9999 | 9999 | 9999 | 9999 | 9999 | 9999 | 9999 | 9999 | 9999 | 9999 | 9999 | 9999 | 9999 | 9999
D3HYRC01 | 9999 | 9999 | 9999 | 9999 | 9999 | 9999 | 9999 | 9999 | 9999 | 9999 | 9999 | 9999 | 9999 | 9999 | 9999 | 9999 | 9999 | 9999 | 9999 | 9999 | 9999 | 9999 | 9999 | 9999 | 9999 | 9999 | 9999 | 9999 | 9999 | 9999 | 9999 | 9999 | 9999 | 9999
D3HYRC02 | 9999 | 9999 | 9999 | 9999 | 9999 | 9999 | 9999 | 9999 | 9999 | 9999 | 9999 | 9999 | 9999 | 9999 | 9999 | 9999 | 9999 | 9999 | 9999 | 9999 | 9999 | 9999 | 9999 | 9999 | 9999 | 9999 | 9999 | 9999 | 9999 | 9999 | 9999 | 9999 | 9999 | 9999
D3HYRC03 | 9999 | 9999 | 9999 | 9999 | 9999 | 9999 | 9999 | 9999 | 9999 | 9999 | 9999 | 9999 | 9999 | 9999 | 9999 | 9999 | 9999 | 9999 | 9999 | 9999 | 9999 | 9999 | 9999 | 9999 | 9999 | 9999 | 9999 | 9999 | 9999 | 9999 | 9999 | 9999 | 9999 | 9999
D3HYOC01 | 9999 | 9999 | 9999 | 9999 | 9999 | 9999 | 9999 | 9999 | 9999 | 9999 | 9999 | 9999 | 9999 | 9999 | 9999 | 9999 | 9999 | 9999 | 9999 | 9999 | 9999 | 9999 | 9999 | 9999 | 9999 | 9999 | 9999 | 9999 | 9999 | 9999 | 9999 | 9999 | 9999 | 9999
D3SOPC330 | 9999 | 9999 | 9999 | 9999 | 9999 | 9999 | 9999 | 9999 | 9999 | 9999 | 9999 | 9999 | 9999 | 9999 | 9999 | 9999 | 9999 | 9999 | 9999 | 9999 | 9999 | 9999 | 9999 | 9999 | 9999 | 9999 | 9999 | 9999 | 9999 | 9999 | 9999 | 9999 | 9999 | 9999
D3SOPC331 | 9999 | 9999 | 9999 | 9999 | 9999 | 9999 | 9999 | 9999 | 9999 | 9999 | 9999 | 9999 | 9999 | 9999 | 9999 | 9999 | 9999 | 9999 | 9999 | 9999 | 9999 | 9999 | 9999 | 9999 | 9999 | 9999 | 9999 | 9999 | 9999 | 9999 | 9999 | 9999 | 9999 | 9999
D3SOPC1616 | 9999 | 9999 | 9999 | 9999 | 9999 | 9999 | 9999 | 9999 | 9999 | 9999 | 9999 | 9999 | 9999 | 9999 | 9999 | 9999 | 9999 | 9999 | 9999 | 9999 | 9999 | 9999 | 9999 | 9999 | 9999 | 9999 | 9999 | 9999 | 9999 | 9999 | 9999 | 9999 | 9999 | 9999
D3SOTN00 | 9999 | 9999 | 9999 | 9999 | 9999 | 9999 | 9999 | 9999 | 9999 | 9999 | 9999 | 9999 | 9999 | 9999 | 9999 | 9999 | 9999 | 9999 | 9999 | 9999 | 9999 | 9999 | 9999 | 9999 | 9999 | 9999 | 9999 | 9999 | 9999 | 9999 | 9999 | 9999 | 9999 | 9999
D3SOTS00 | 9999 | 9999 | 9999 | 9999 | 9999 | 9999 | 9999 | 9999 | 9999 | 9999 | 9999 | 9999 | 9999 | 9999 | 9999 | 9999 | 9999 | 9999 | 9999 | 9999 | 9999 | 9999 | 9999 | 9999 | 9999 | 9999 | 9999 | 9999 | 9999 | 9999 | 9999 | 9999 | 9999 | 9999
D3NGSO00 | 9999 | 9999 | 9999 | 9999 | 9999 | 9999 | 9999 | 9999 | 9999 | 9999 | 9999 | 9999 | 9999 | 9999 | 9999 | 9999 | 9999 | 9999 | 9999 | 9999 | 9999 | 9999 | 9999 | 9999 | 9999 | 9999 | 9999 | 9999 | 9999 | 9999 | 9999 | 9999 | 9999 | 9999
D3WDLC0 | 9999 | 9999 | 9999 | 9999 | 9999 | 9999 | 9999 | 9999 | 9999 | 9999 | 9999 | 9999 | 9999 | 9999 | 9999 | 9999 | 9999 | 9999 | 9999 | 9999 | 9999 | 9999 | 9999 | 9999 | 9999 | 9999 | 9999 | 9999 | 9999 | 9999 | 9999 | 9999 | 9999 | 9999
D3WDLC2 | 9999 | 9999 | 9999 | 9999 | 9999 | 9999 | 9999 | 9999 | 9999 | 9999 | 9999 | 9999 | 9999 | 9999 | 9999 | 9999 | 9999 | 9999 | 9999 | 9999 | 9999 | 9999 | 9999 | 9999 | 9999 | 9999 | 9999 | 9999 | 9999 | 9999 | 9999 | 9999 | 9999 | 9999
D3WDLC1 | 9999 | 9999 | 9999 | 9999 | 9999 | 9999 | 9999 | 9999 | 9999 | 9999 | 9999 | 9999 | 9999 | 9999 | 9999 | 9999 | 9999 | 9999 | 9999 | 9999 | 9999 | 9999 | 9999 | 9999 | 9999 | 9999 | 9999 | 9999 | 9999 | 9999 | 9999 | 9999 | 9999 | 9999
D3WDLDUM1 | 9999 | 9999 | 9999 | 9999 | 9999 | 9999 | 9999 | 9999 | 9999 | 9999 | 9999 | 9999 | 9999 | 9999 | 9999 | 9999 | 9999 | 9999 | 9999 | 9999 | 9999 | 9999 | 9999 | 9999 | 9999 | 9999 | 9999 | 9999 | 9999 | 9999 | 9999 | 9999 | 9999 | 9999
D3WDLDUM2 | 9999 | 9999 | 9999 | 9999 | 9999 | 9999 | 9999 | 9999 | 9999 | 9999 | 9999 | 9999 | 9999 | 9999 | 9999 | 9999 | 9999 | 9999 | 9999 | 9999 | 9999 | 9999 | 9999 | 9999 | 9999 | 9999 | 9999 | 9999 | 9999 | 9999 | 9999 | 9999 | 9999 | 9999
D3WDLDUM3 | 9999 | 9999 | 9999 | 9999 | 9999 | 9999 | 9999 | 9999 | 9999 | 9999 | 9999 | 9999 | 9999 | 9999 | 9999 | 9999 | 9999 | 9999 | 9999 | 9999 | 9999 | 9999 | 9999 | 9999 | 9999 | 9999 | 9999 | 9999 | 9999 | 9999 | 9999 | 9999 | 9999 | 9999
D3WDLDUM4 | 9999 | 9999 | 9999 | 9999 | 9999 | 9999 | 9999 | 9999 | 9999 | 9999 | 9999 | 9999 | 9999 | 9999 | 9999 | 9999 | 9999 | 9999 | 9999 | 9999 | 9999 | 9999 | 9999 | 9999 | 9999 | 9999 | 9999 | 9999 | 9999 | 9999 | 9999 | 9999 | 9999 | 9999
D3WDLDUM5 | 9999 | 9999 | 9999 | 9999 | 9999 | 9999 | 9999 | 9999 | 9999 | 9999 | 9999 | 9999 | 9999 | 9999 | 9999 | 9999 | 9999 | 9999 | 9999 | 9999 | 9999 | 9999 | 9999 | 9999 | 9999 | 9999 | 9999 | 9999 | 9999 | 9999 | 9999 | 9999 | 9999 | 9999
D3WDLDUM6 | 9999 | 9999 | 9999 | 9999 | 9999 | 9999 | 9999 | 9999 | 9999 | 9999 | 9999 | 9999 | 9999 | 9999 | 9999 | 9999 | 9999 | 9999 | 9999 | 9999 | 9999 | 9999 | 9999 | 9999 | 9999 | 9999 | 9999 | 9999 | 9999 | 9999 | 9999 | 9999 | 9999 | 9999
D3WDLDUM7 | 9999 | 9999 | 9999 | 9999 | 9999 | 9999 | 9999 | 9999 | 9999 | 9999 | 9999 | 9999 | 9999 | 9999 | 9999 | 9999 | 9999 | 9999 | 9999 | 9999 | 9999 | 9999 | 9999 | 9999 | 9999 | 9999 | 9999 | 9999 | 9999 | 9999 | 9999 | 9999 | 9999 | 9999
D3HLT0031 | 9999 | 9999 | 9999 | 9999 | 9999 | 9999 | 9999 | 9999 | 9999 | 9999 | 9999 | 9999 | 9999 | 9999 | 9999 | 9999 | 9999 | 9999 | 9999 | 9999 | 9999 | 9999 | 9999 | 9999 | 9999 | 9999 | 9999 | 9999 | 9999 | 9999 | 9999 | 9999 | 9999 | 9999
D3HSF0421 | 9999 | 9999 | 9999 | 9999 | 9999 | 9999 | 9999 | 9999 | 9999 | 9999 | 9999 | 9999 | 9999 | 9999 | 9999 | 9999 | 9999 | 9999 | 9999 | 9999 | 9999 | 9999 | 9999 | 9999 | 9999 | 9999 | 9999 | 9999 | 9999 | 9999 | 9999 | 9999 | 9999 | 9999
D3HSF0540 | 9999 | 9999 | 9999 | 9999 | 9999 | 9999 | 9999 | 9999 | 9999 | 9999 | 9999 | 9999 | 9999 | 9999 | 9999 | 9999 | 9999 | 9999 | 9999 | 9999 | 9999 | 9999 | 9999 | 9999 | 9999 | 9999 | 9999 | 9999 | 9999 | 9999 | 9999 | 9999 | 9999 | 9999
D3HSF0759 | 9999 | 9999 | 9999 | 9999 | 9999 | 9999 | 9999 | 9999 | 9999 | 9999 | 9999 | 9999 | 9999 | 9999 | 9999 | 9999 | 9999 | 9999 | 9999 | 9999 | 9999 | 9999 | 9999 | 9999 | 9999 | 9999 | 9999 | 9999 | 9999 | 9999 | 9999 | 9999 | 9999 | 9999
D3HSF0763 | 9999 | 9999 | 9999 | 9999 | 9999 | 9999 | 9999 | 9999 | 9999 | 9999 | 9999 | 9999 | 9999 | 9999 | 9999 | 9999 | 9999 | 9999 | 9999 | 9999 | 9999 | 9999 | 9999 | 9999 | 9999 | 9999 | 9999 | 9999 | 9999 | 9999 | 9999 | 9999 | 9999 | 9999
D3HSF0856 | 9999 | 9999 | 9999 | 9999 | 9999 | 9999 | 9999 | 9999 | 9999 | 9999 | 9999 | 9999 | 9999 | 9999 | 9999 | 9999 | 9999 | 9999 | 9999 | 9999 | 9999 | 9999 | 9999 | 9999 | 9999 | 9999 | 9999 | 9999 | 9999 | 9999 | 9999 | 9999 | 9999 | 9999
D3HSF0931 | 9999 | 9999 | 9999 | 9999 | 9999 | 9999 | 9999 | 9999 | 9999 | 9999 | 9999 | 9999 | 9999 | 9999 | 9999 | 9999 | 9999 | 9999 | 9999 | 9999 | 9999 | 9999 | 9999 | 9999 | 9999 | 9999 | 9999 | 9999 | 9999 | 9999 | 9999 | 9999 | 9999 | 9999
D3HSF0939 | 9999 | 9999 | 9999 | 9999 | 9999 | 9999 | 9999 | 9999 | 9999 | 9999 | 9999 | 9999 | 9999 | 9999 | 9999 | 9999 | 9999 | 9999 | 9999 | 9999 | 9999 | 9999 | 9999 | 9999 | 9999 | 9999 | 9999 | 9999 | 9999 | 9999 | 9999 | 9999 | 9999 | 9999
D3HLT0027 | 9999 | 9999 | 9999 | 9999 | 9999 | 9999 | 9999 | 9999 | 9999 | 9999 | 9999 | 9999 | 9999 | 9999 | 9999 | 9999 | 9999 | 9999 | 9999 | 9999 | 9999 | 9999 | 9999 | 9999 | 9999 | 9999 | 9999 | 9999 | 9999 | 9999 | 9999 | 9999 | 9999 | 9999
D3HLT0030 | 9999 | 9999 | 9999 | 9999 | 9999 | 9999 | 9999 | 9999 | 9999 | 9999 | 9999 | 9999 | 9999 | 9999 | 9999 | 9999 | 9999 | 9999 | 9999 | 9999 | 9999 | 9999 | 9999 | 9999 | 9999 | 9999 | 9999 | 9999 | 9999 | 9999 | 9999 | 9999 | 9999 | 9999
D3HLT0040 | 9999 | 9999 | 9999 | 9999 | 9999 | 9999 | 9999 | 9999 | 9999 | 9999 | 9999 | 9999 | 9999 | 9999 | 9999 | 9999 | 9999 | 9999 | 9999 | 9999 | 9999 | 9999 | 9999 | 9999 | 9999 | 9999 | 9999 | 9999 | 9999 | 9999 | 9999 | 9999 | 9999 | 9999
D3HLT0046 | 9999 | 9999 | 9999 | 9999 | 9999 | 9999 | 9999 | 9999 | 9999 | 9999 | 9999 | 9999 | 9999 | 9999 | 9999 | 9999 | 9999 | 9999 | 9999 | 9999 | 9999 | 9999 | 9999 | 9999 | 9999 | 9999 | 9999 | 9999 | 9999 | 9999 | 9999 | 9999 | 9999 | 9999
D3HLT0067 | 9999 | 9999 | 9999 | 9999 | 9999 | 9999 | 9999 | 9999 | 9999 | 9999 | 9999 | 9999 | 9999 | 9999 | 9999 | 9999 | 9999 | 9999 | 9999 | 9999 | 9999 | 9999 | 9999 | 9999 | 9999 | 9999 | 9999 | 9999 | 9999 | 9999 | 9999 | 9999 | 9999 | 9999
D3HSF0911 | 9999 | 9999 | 9999 | 9999 | 9999 | 9999 | 9999 | 9999 | 9999 | 9999 | 9999 | 9999 | 9999 | 9999 | 9999 | 9999 | 9999 | 9999 | 9999 | 9999 | 9999 | 9999 | 9999 | 9999 | 9999 | 9999 | 9999 | 9999 | 9999 | 9999 | 9999 | 9999 | 9999 | 9999
D3HSF0982 | 9999 | 9999 | 9999 | 9999 | 9999 | 9999 | 9999 | 9999 | 9999 | 9999 | 9999 | 9999 | 9999 | 9999 | 9999 | 9999 | 9999 | 9999 | 9999 | 9999 | 9999 | 9999 | 9999 | 9999 | 9999 | 9999 | 9999 | 9999 | 9999 | 9999 | 9999 | 9999 | 9999 | 9999
D3HLT0033 | 9999 | 9999 | 9999 | 9999 | 9999 | 9999 | 9999 | 9999 | 9999 | 9999 | 9999 | 9999 | 9999 | 9999 | 9999 | 9999 | 9999 | 9999 | 9999 | 9999 | 9999 | 9999 | 9999 | 9999 | 9999 | 9999 | 9999 | 9999 | 9999 | 9999 | 9999 | 9999 | 9999 | 9999
D3HSFO01 | 9999 | 9999 | 9999 | 9999 | 9999 | 9999 | 9999 | 9999 | 9999 | 9999 | 9999 | 9999 | 9999 | 9999 | 9999 | 9999 | 9999 | 9999 | 9999 | 9999 | 9999 | 9999 | 9999 | 9999 | 9999 | 9999 | 9999 | 9999 | 9999 | 9999 | 9999 | 9999 | 9999 | 9999
D3HSFO02 | 9999 | 9999 | 9999 | 9999 | 9999 | 9999 | 9999 | 9999 | 9999 | 9999 | 9999 | 9999 | 9999 | 9999 | 9999 | 9999 | 9999 | 9999 | 9999 | 9999 | 9999 | 9999 | 9999 | 9999 | 9999 | 9999 | 9999 | 9999 | 9999 | 9999 | 9999 | 9999 | 9999 | 9999
D3HSFO03 | 9999 | 9999 | 9999 | 9999 | 9999 | 9999 | 9999 | 9999 | 9999 | 9999 | 9999 | 9999 | 9999 | 9999 | 9999 | 9999 | 9999 | 9999 | 9999 | 9999 | 9999 | 9999 | 9999 | 9999 | 9999 | 9999 | 9999 | 9999 | 9999 | 9999 | 9999 | 9999 | 9999 | 9999

## AnnualActivityLowerLimit
TECHNOLOGY | 2017 | 2018 | 2019 | 2020 | 2021 | 2022 | 2023 | 2024 | 2025 | 2026 | 2027 | 2028 | 2029 | 2030 | 2031 | 2032 | 2033 | 2034 | 2035 | 2036 | 2037 | 2038 | 2039 | 2040 | 2041 | 2042 | 2043 | 2044 | 2045 | 2046 | 2047 | 2048 | 2049 | 2050
D3DMRELC01 | 0 | 0 | 0 | 0 | 0 | 0 | 0 | 0 | 0 | 0 | 0 | 0 | 0 | 0 | 0 | 0 | 0 | 0 | 0 | 0 | 0 | 0 | 0 | 0 | 0 | 0 | 0 | 0 | 0 | 0 | 0 | 0 | 0 | 0
D3DMIELC01 | 0 | 0 | 0 | 0 | 0 | 0 | 0 | 0 | 0 | 0 | 0 | 0 | 0 | 0 | 0 | 0 | 0 | 0 | 0 | 0 | 0 | 0 | 0 | 0 | 0 | 0 | 0 | 0 | 0 | 0 | 0 | 0 | 0 | 0
D3DMOELC01 | 0 | 0 | 0 | 0 | 0 | 0 | 0 | 0 | 0 | 0 | 0 | 0 | 0 | 0 | 0 | 0 | 0 | 0 | 0 | 0 | 0 | 0 | 0 | 0 | 0 | 0 | 0 | 0 | 0 | 0 | 0 | 0 | 0 | 0
D3BM00X00 | 0 | 0 | 0 | 0 | 0 | 0 | 0 | 0 | 0 | 0 | 0 | 0 | 0 | 0 | 0 | 0 | 0 | 0 | 0 | 0 | 0 | 0 | 0 | 0 | 0 | 0 | 0 | 0 | 0 | 0 | 0 | 0 | 0 | 0
D3BW00X00 | 0 | 0 | 0 | 0 | 0 | 0 | 0 | 0 | 0 | 0 | 0 | 0 | 0 | 0 | 0 | 0 | 0 | 0 | 0 | 0 | 0 | 0 | 0 | 0 | 0 | 0 | 0 | 0 | 0 | 0 | 0 | 0 | 0 | 0
D3HY00X00 | 0 | 0 | 0 | 0 | 0 | 0 | 0 | 0 | 0 | 0 | 0 | 0 | 0 | 0 | 0 | 0 | 0 | 0 | 0 | 0 | 0 | 0 | 0 | 0 | 0 | 0 | 0 | 0 | 0 | 0 | 0 | 0 | 0 | 0
D3SO00X00 | 0 | 0 | 0 | 0 | 0 | 0 | 0 | 0 | 0 | 0 | 0 | 0 | 0 | 0 | 0 | 0 | 0 | 0 | 0 | 0 | 0 | 0 | 0 | 0 | 0 | 0 | 0 | 0 | 0 | 0 | 0 | 0 | 0 | 0
D3WD00X00 | 0 | 0 | 0 | 0 | 0 | 0 | 0 | 0 | 0 | 0 | 0 | 0 | 0 | 0 | 0 | 0 | 0 | 0 | 0 | 0 | 0 | 0 | 0 | 0 | 0 | 0 | 0 | 0 | 0 | 0 | 0 | 0 | 0 | 0
D3HF00I00 | 0 | 0 | 0 | 0 | 0 | 0 | 0 | 0 | 0 | 0 | 0 | 0 | 0 | 0 | 0 | 0 | 0 | 0 | 0 | 0 | 0 | 0 | 0 | 0 | 0 | 0 | 0 | 0 | 0 | 0 | 0 | 0 | 0 | 0
D3DS00I00 | 0 | 0 | 0 | 0 | 0 | 0 | 0 | 0 | 0 | 0 | 0 | 0 | 0 | 0 | 0 | 0 | 0 | 0 | 0 | 0 | 0 | 0 | 0 | 0 | 0 | 0 | 0 | 0 | 0 | 0 | 0 | 0 | 0 | 0
D3NG00X00 | 0 | 0 | 0 | 0 | 0 | 0 | 0 | 0 | 0 | 0 | 0 | 0 | 0 | 0 | 0 | 0 | 0 | 0 | 0 | 0 | 0 | 0 | 0 | 0 | 0 | 0 | 0 | 0 | 0 | 0 | 0 | 0 | 0 | 0
D3CO00X00 | 0 | 0 | 0 | 0 | 0 | 0 | 0 | 0 | 0 | 0 | 0 | 0 | 0 | 0 | 0 | 0 | 0 | 0 | 0 | 0 | 0 | 0 | 0 | 0 | 0 | 0 | 0 | 0 | 0 | 0 | 0 | 0 | 0 | 0
D3PWRTRN | 0 | 0 | 0 | 0 | 0 | 0 | 0 | 0 | 0 | 0 | 0 | 0 | 0 | 0 | 0 | 0 | 0 | 0 | 0 | 0 | 0 | 0 | 0 | 0 | 0 | 0 | 0 | 0 | 0 | 0 | 0 | 0 | 0 | 0
D3IMPELC | 0 | 0 | 0 | 0 | 0 | 0 | 0 | 0 | 0 | 0 | 0 | 0 | 0 | 0 | 0 | 0 | 0 | 0 | 0 | 0 | 0 | 0 | 0 | 0 | 0 | 0 | 0 | 0 | 0 | 0 | 0 | 0 | 0 | 0
D3DSGC00 | 0 | 0 | 0 | 0 | 0 | 0 | 0 | 0 | 0 | 0 | 0 | 0 | 0 | 0 | 0 | 0 | 0 | 0 | 0 | 0 | 0 | 0 | 0 | 0 | 0 | 0 | 0 | 0 | 0 | 0 | 0 | 0 | 0 | 0
D3HFGC00 | 0 | 0 | 0 | 0 | 0 | 0 | 0 | 0 | 0 | 0 | 0 | 0 | 0 | 0 | 0 | 0 | 0 | 0 | 0 | 0 | 0 | 0 | 0 | 0 | 0 | 0 | 0 | 0 | 0 | 0 | 0 | 0 | 0 | 0
D3NGOC00 | 0 | 0 | 0 | 0 | 0 | 0 | 0 | 0 | 0 | 0 | 0 | 0 | 0 | 0 | 0 | 0 | 0 | 0 | 0 | 0 | 0 | 0 | 0 | 0 | 0 | 0 | 0 | 0 | 0 | 0 | 0 | 0 | 0 | 0
D3NGCC00 | 0 | 0 | 0 | 0 | 0 | 0 | 0 | 0 | 0 | 0 | 0 | 0 | 0 | 0 | 0 | 0 | 0 | 0 | 0 | 0 | 0 | 0 | 0 | 0 | 0 | 0 | 0 | 0 | 0 | 0 | 0 | 0 | 0 | 0
D3NGEC00 | 0 | 0 | 0 | 0 | 0 | 0 | 0 | 0 | 0 | 0 | 0 | 0 | 0 | 0 | 0 | 0 | 0 | 0 | 0 | 0 | 0 | 0 | 0 | 0 | 0 | 0 | 0 | 0 | 0 | 0 | 0 | 0 | 0 | 0
D3BMBC00 | 0 | 0 | 0 | 0 | 0 | 0 | 0 | 0 | 0 | 0 | 0 | 0 | 0 | 0 | 0 | 0 | 0 | 0 | 0 | 0 | 0 | 0 | 0 | 0 | 0 | 0 | 0 | 0 | 0 | 0 | 0 | 0 | 0 | 0
D3BWWC00 | 0 | 0 | 0 | 0 | 0 | 0 | 0 | 0 | 0 | 0 | 0 | 0 | 0 | 0 | 0 | 0 | 0 | 0 | 0 | 0 | 0 | 0 | 0 | 0 | 0 | 0 | 0 | 0 | 0 | 0 | 0 | 0 | 0 | 0
D3DSBC01 | 0 | 0 | 0 | 0 | 0 | 0 | 0 | 0 | 0 | 0 | 0 | 0 | 0 | 0 | 0 | 0 | 0 | 0 | 0 | 0 | 0 | 0 | 0 | 0 | 0 | 0 | 0 | 0 | 0 | 0 | 0 | 0 | 0 | 0
D3DSBC02 | 0 | 0 | 0 | 0 | 0 | 0 | 0 | 0 | 0 | 0 | 0 | 0 | 0 | 0 | 0 | 0 | 0 | 0 | 0 | 0 | 0 | 0 | 0 | 0 | 0 | 0 | 0 | 0 | 0 | 0 | 0 | 0 | 0 | 0
D3DSBC03 | 0 | 0 | 0 | 0 | 0 | 0 | 0 | 0 | 0 | 0 | 0 | 0 | 0 | 0 | 0 | 0 | 0 | 0 | 0 | 0 | 0 | 0 | 0 | 0 | 0 | 0 | 0 | 0 | 0 | 0 | 0 | 0 | 0 | 0
D3DSBC04 | 0 | 0 | 0 | 0 | 0 | 0 | 0 | 0 | 0 | 0 | 0 | 0 | 0 | 0 | 0 | 0 | 0 | 0 | 0 | 0 | 0 | 0 | 0 | 0 | 0 | 0 | 0 | 0 | 0 | 0 | 0 | 0 | 0 | 0
D3DSBC05 | 0 | 0 | 0 | 0 | 0 | 0 | 0 | 0 | 0 | 0 | 0 | 0 | 0 | 0 | 0 | 0 | 0 | 0 | 0 | 0 | 0 | 0 | 0 | 0 | 0 | 0 | 0 | 0 | 0 | 0 | 0 | 0 | 0 | 0
D3DSBC06 | 0 | 0 | 0 | 0 | 0 | 0 | 0 | 0 | 0 | 0 | 0 | 0 | 0 | 0 | 0 | 0 | 0 | 0 | 0 | 0 | 0 | 0 | 0 | 0 | 0 | 0 | 0 | 0 | 0 | 0 | 0 | 0 | 0 | 0
D3DSBC07 | 0 | 0 | 0 | 0 | 0 | 0 | 0 | 0 | 0 | 0 | 0 | 0 | 0 | 0 | 0 | 0 | 0 | 0 | 0 | 0 | 0 | 0 | 0 | 0 | 0 | 0 | 0 | 0 | 0 | 0 | 0 | 0 | 0 | 0
D3DSGC01 | 0 | 0 | 0 | 0 | 0 | 0 | 0 | 0 | 0 | 0 | 0 | 0 | 0 | 0 | 0 | 0 | 0 | 0 | 0 | 0 | 0 | 0 | 0 | 0 | 0 | 0 | 0 | 0 | 0 | 0 | 0 | 0 | 0 | 0
D3DSGC02 | 0 | 0 | 0 | 0 | 0 | 0 | 0 | 0 | 0 | 0 | 0 | 0 | 0 | 0 | 0 | 0 | 0 | 0 | 0 | 0 | 0 | 0 | 0 | 0 | 0 | 0 | 0 | 0 | 0 | 0 | 0 | 0 | 0 | 0
D3HYRC01 | 0 | 0 | 0 | 0 | 0 | 0 | 0 | 0 | 0 | 0 | 0 | 0 | 0 | 0 | 0 | 0 | 0 | 0 | 0 | 0 | 0 | 0 | 0 | 0 | 0 | 0 | 0 | 0 | 0 | 0 | 0 | 0 | 0 | 0
D3HYRC02 | 0 | 0 | 0 | 0 | 0 | 0 | 0 | 0 | 0 | 0 | 0 | 0 | 0 | 0 | 0 | 0 | 0 | 0 | 0 | 0 | 0 | 0 | 0 | 0 | 0 | 0 | 0 | 0 | 0 | 0 | 0 | 0 | 0 | 0
D3HYRC03 | 0 | 0 | 0 | 0 | 0 | 0 | 0 | 0 | 0 | 0 | 0 | 0 | 0 | 0 | 0 | 0 | 0 | 0 | 0 | 0 | 0 | 0 | 0 | 0 | 0 | 0 | 0 | 0 | 0 | 0 | 0 | 0 | 0 | 0
D3HYOC01 | 0 | 0 | 0 | 0 | 0 | 0 | 0 | 0 | 0 | 0 | 0 | 0 | 0 | 0 | 0 | 0 | 0 | 0 | 0 | 0 | 0 | 0 | 0 | 0 | 0 | 0 | 0 | 0 | 0 | 0 | 0 | 0 | 0 | 0
D3SOPC330 | 0 | 0 | 0 | 0 | 0 | 0 | 0 | 0 | 0 | 0 | 0 | 0 | 0 | 0 | 0 | 0 | 0 | 0 | 0 | 0 | 0 | 0 | 0 | 0 | 0 | 0 | 0 | 0 | 0 | 0 | 0 | 0 | 0 | 0
D3SOPC331 | 0 | 0 | 0 | 0 | 0 | 0 | 0 | 0 | 0 | 0 | 0 | 0 | 0 | 0 | 0 | 0 | 0 | 0 | 0 | 0 | 0 | 0 | 0 | 0 | 0 | 0 | 0 | 0 | 0 | 0 | 0 | 0 | 0 | 0
D3SOPC1616 | 0 | 0 | 0 | 0 | 0 | 0 | 0 | 0 | 0 | 0 | 0 | 0 | 0 | 0 | 0 | 0 | 0 | 0 | 0 | 0 | 0 | 0 | 0 | 0 | 0 | 0 | 0 | 0 | 0 | 0 | 0 | 0 | 0 | 0
D3SOTN00 | 0 | 0 | 0 | 0 | 0 | 0 | 0 | 0 | 0 | 0 | 0 | 0 | 0 | 0 | 0 | 0 | 0 | 0 | 0 | 0 | 0 | 0 | 0 | 0 | 0 | 0 | 0 | 0 | 0 | 0 | 0 | 0 | 0 | 0
D3SOTS00 | 0 | 0 | 0 | 0 | 0 | 0 | 0 | 0 | 0 | 0 | 0 | 0 | 0 | 0 | 0 | 0 | 0 | 0 | 0 | 0 | 0 | 0 | 0 | 0 | 0 | 0 | 0 | 0 | 0 | 0 | 0 | 0 | 0 | 0
D3NGSO00 | 0 | 0 | 0 | 0 | 0 | 0 | 0 | 0 | 0 | 0 | 0 | 0 | 0 | 0 | 0 | 0 | 0 | 0 | 0 | 0 | 0 | 0 | 0 | 0 | 0 | 0 | 0 | 0 | 0 | 0 | 0 | 0 | 0 | 0
D3WDLC0 | 0 | 0 | 0 | 0 | 0 | 0 | 0 | 0 | 0 | 0 | 0 | 0 | 0 | 0 | 0 | 0 | 0 | 0 | 0 | 0 | 0 | 0 | 0 | 0 | 0 | 0 | 0 | 0 | 0 | 0 | 0 | 0 | 0 | 0
D3WDLC2 | 0 | 0 | 0 | 0 | 0 | 0 | 0 | 0 | 0 | 0 | 0 | 0 | 0 | 0 | 0 | 0 | 0 | 0 | 0 | 0 | 0 | 0 | 0 | 0 | 0 | 0 | 0 | 0 | 0 | 0 | 0 | 0 | 0 | 0
D3WDLC1 | 0 | 0 | 0 | 0 | 0 | 0 | 0 | 0 | 0 | 0 | 0 | 0 | 0 | 0 | 0 | 0 | 0 | 0 | 0 | 0 | 0 | 0 | 0 | 0 | 0 | 0 | 0 | 0 | 0 | 0 | 0 | 0 | 0 | 0
D3WDLDUM1 | 0 | 0 | 0 | 0 | 0 | 0 | 0 | 0 | 0 | 0 | 0 | 0 | 0 | 0 | 0 | 0 | 0 | 0 | 0 | 0 | 0 | 0 | 0 | 0 | 0 | 0 | 0 | 0 | 0 | 0 | 0 | 0 | 0 | 0
D3WDLDUM2 | 0 | 0 | 0 | 0 | 0 | 0 | 0 | 0 | 0 | 0 | 0 | 0 | 0 | 0 | 0 | 0 | 0 | 0 | 0 | 0 | 0 | 0 | 0 | 0 | 0 | 0 | 0 | 0 | 0 | 0 | 0 | 0 | 0 | 0
D3WDLDUM3 | 0 | 0 | 0 | 0 | 0 | 0 | 0 | 0 | 0 | 0 | 0 | 0 | 0 | 0 | 0 | 0 | 0 | 0 | 0 | 0 | 0 | 0 | 0 | 0 | 0 | 0 | 0 | 0 | 0 | 0 | 0 | 0 | 0 | 0
D3WDLDUM4 | 0 | 0 | 0 | 0 | 0 | 0 | 0 | 0 | 0 | 0 | 0 | 0 | 0 | 0 | 0 | 0 | 0 | 0 | 0 | 0 | 0 | 0 | 0 | 0 | 0 | 0 | 0 | 0 | 0 | 0 | 0 | 0 | 0 | 0
D3WDLDUM5 | 0 | 0 | 0 | 0 | 0 | 0 | 0 | 0 | 0 | 0 | 0 | 0 | 0 | 0 | 0 | 0 | 0 | 0 | 0 | 0 | 0 | 0 | 0 | 0 | 0 | 0 | 0 | 0 | 0 | 0 | 0 | 0 | 0 | 0
D3WDLDUM6 | 0 | 0 | 0 | 0 | 0 | 0 | 0 | 0 | 0 | 0 | 0 | 0 | 0 | 0 | 0 | 0 | 0 | 0 | 0 | 0 | 0 | 0 | 0 | 0 | 0 | 0 | 0 | 0 | 0 | 0 | 0 | 0 | 0 | 0
D3WDLDUM7 | 0 | 0 | 0 | 0 | 0 | 0 | 0 | 0 | 0 | 0 | 0 | 0 | 0 | 0 | 0 | 0 | 0 | 0 | 0 | 0 | 0 | 0 | 0 | 0 | 0 | 0 | 0 | 0 | 0 | 0 | 0 | 0 | 0 | 0
D3HLT0031 | 0 | 0 | 0 | 0 | 0 | 0 | 0 | 0 | 0 | 0 | 0 | 0 | 0 | 0 | 0 | 0 | 0 | 0 | 0 | 0 | 0 | 0 | 0 | 0 | 0 | 0 | 0 | 0 | 0 | 0 | 0 | 0 | 0 | 0
D3HSF0421 | 0 | 0 | 0 | 0 | 0 | 0 | 0 | 0 | 0 | 0 | 0 | 0 | 0 | 0 | 0 | 0 | 0 | 0 | 0 | 0 | 0 | 0 | 0 | 0 | 0 | 0 | 0 | 0 | 0 | 0 | 0 | 0 | 0 | 0
D3HSF0540 | 0 | 0 | 0 | 0 | 0 | 0 | 0 | 0 | 0 | 0 | 0 | 0 | 0 | 0 | 0 | 0 | 0 | 0 | 0 | 0 | 0 | 0 | 0 | 0 | 0 | 0 | 0 | 0 | 0 | 0 | 0 | 0 | 0 | 0
D3HSF0759 | 0 | 0 | 0 | 0 | 0 | 0 | 0 | 0 | 0 | 0 | 0 | 0 | 0 | 0 | 0 | 0 | 0 | 0 | 0 | 0 | 0 | 0 | 0 | 0 | 0 | 0 | 0 | 0 | 0 | 0 | 0 | 0 | 0 | 0
D3HSF0763 | 0 | 0 | 0 | 0 | 0 | 0 | 0 | 0 | 0 | 0 | 0 | 0 | 0 | 0 | 0 | 0 | 0 | 0 | 0 | 0 | 0 | 0 | 0 | 0 | 0 | 0 | 0 | 0 | 0 | 0 | 0 | 0 | 0 | 0
D3HSF0856 | 0 | 0 | 0 | 0 | 0 | 0 | 0 | 0 | 0 | 0 | 0 | 0 | 0 | 0 | 0 | 0 | 0 | 0 | 0 | 0 | 0 | 0 | 0 | 0 | 0 | 0 | 0 | 0 | 0 | 0 | 0 | 0 | 0 | 0
D3HSF0931 | 0 | 0 | 0 | 0 | 0 | 0 | 0 | 0 | 0 | 0 | 0 | 0 | 0 | 0 | 0 | 0 | 0 | 0 | 0 | 0 | 0 | 0 | 0 | 0 | 0 | 0 | 0 | 0 | 0 | 0 | 0 | 0 | 0 | 0
D3HSF0939 | 0 | 0 | 0 | 0 | 0 | 0 | 0 | 0 | 0 | 0 | 0 | 0 | 0 | 0 | 0 | 0 | 0 | 0 | 0 | 0 | 0 | 0 | 0 | 0 | 0 | 0 | 0 | 0 | 0 | 0 | 0 | 0 | 0 | 0
D3HLT0027 | 0 | 0 | 0 | 0 | 0 | 0 | 0 | 0 | 0 | 0 | 0 | 0 | 0 | 0 | 0 | 0 | 0 | 0 | 0 | 0 | 0 | 0 | 0 | 0 | 0 | 0 | 0 | 0 | 0 | 0 | 0 | 0 | 0 | 0
D3HLT0030 | 0 | 0 | 0 | 0 | 0 | 0 | 0 | 0 | 0 | 0 | 0 | 0 | 0 | 0 | 0 | 0 | 0 | 0 | 0 | 0 | 0 | 0 | 0 | 0 | 0 | 0 | 0 | 0 | 0 | 0 | 0 | 0 | 0 | 0
D3HLT0040 | 0 | 0 | 0 | 0 | 0 | 0 | 0 | 0 | 0 | 0 | 0 | 0 | 0 | 0 | 0 | 0 | 0 | 0 | 0 | 0 | 0 | 0 | 0 | 0 | 0 | 0 | 0 | 0 | 0 | 0 | 0 | 0 | 0 | 0
D3HLT0046 | 0 | 0 | 0 | 0 | 0 | 0 | 0 | 0 | 0 | 0 | 0 | 0 | 0 | 0 | 0 | 0 | 0 | 0 | 0 | 0 | 0 | 0 | 0 | 0 | 0 | 0 | 0 | 0 | 0 | 0 | 0 | 0 | 0 | 0
D3HLT0067 | 0 | 0 | 0 | 0 | 0 | 0 | 0 | 0 | 0 | 0 | 0 | 0 | 0 | 0 | 0 | 0 | 0 | 0 | 0 | 0 | 0 | 0 | 0 | 0 | 0 | 0 | 0 | 0 | 0 | 0 | 0 | 0 | 0 | 0
D3HSF0911 | 0 | 0 | 0 | 0 | 0 | 0 | 0 | 0 | 0 | 0 | 0 | 0 | 0 | 0 | 0 | 0 | 0 | 0 | 0 | 0 | 0 | 0 | 0 | 0 | 0 | 0 | 0 | 0 | 0 | 0 | 0 | 0 | 0 | 0
D3HSF0982 | 0 | 0 | 0 | 0 | 0 | 0 | 0 | 0 | 0 | 0 | 0 | 0 | 0 | 0 | 0 | 0 | 0 | 0 | 0 | 0 | 0 | 0 | 0 | 0 | 0 | 0 | 0 | 0 | 0 | 0 | 0 | 0 | 0 | 0
D3HLT0033 | 0 | 0 | 0 | 0 | 0 | 0 | 0 | 0 | 0 | 0 | 0 | 0 | 0 | 0 | 0 | 0 | 0 | 0 | 0 | 0 | 0 | 0 | 0 | 0 | 0 | 0 | 0 | 0 | 0 | 0 | 0 | 0 | 0 | 0
D3HSFO01 | 0 | 0 | 0 | 0 | 0 | 0 | 0 | 0 | 0 | 0 | 0 | 0 | 0 | 0 | 0 | 0 | 0 | 0 | 0 | 0 | 0 | 0 | 0 | 0 | 0 | 0 | 0 | 0 | 0 | 0 | 0 | 0 | 0 | 0
D3HSFO02 | 0 | 0 | 0 | 0 | 0 | 0 | 0 | 0 | 0 | 0 | 0 | 0 | 0 | 0 | 0 | 0 | 0 | 0 | 0 | 0 | 0 | 0 | 0 | 0 | 0 | 0 | 0 | 0 | 0 | 0 | 0 | 0 | 0 | 0
D3HSFO03 | 0 | 0 | 0 | 0 | 0 | 0 | 0 | 0 | 0 | 0 | 0 | 0 | 0 | 0 | 0 | 0 | 0 | 0 | 0 | 0 | 0 | 0 | 0 | 0 | 0 | 0 | 0 | 0 | 0 | 0 | 0 | 0 | 0 | 0

## CapitalCost
TECHNOLOGY | 2020 | 2021 | 2022 | 2023 | 2024 | 2025 | 2026 | 2027 | 2028 | 2029 | 2030 | 2031 | 2032 | 2033 | 2034 | 2035 | 2036 | 2037 | 2038 | 2039 | 2040 | 2041 | 2042 | 2043 | 2044 | 2045 | 2046 | 2044 | 2045 | 2046 | 2047 | 2048 | 2049 | 2050 | 2051 | 2052 | 2053 | 2054 | 2055 | 2056 | 2057 | 2058 | 2059 | 2060 | 2061 | 2062 | 2063 | 2064 | 2065 | 2066 | 2067 | 2068 | 2069 | 2070
D3DMRELC01 | 0 | 0 | 0 | 0 | 0 | 0 | 0 | 0 | 0 | 0 | 0 | 0 | 0 | 0 | 0 | 0 | 0 | 0 | 0 | 0 | 0 | 0 | 0 | 0 | 0 | 0 | 0 | 0 | 0 | 0 | 0 | 0 | 0 | 0 | 0 | 0 | 0 | 0 | 0 | 0 | 0 | 0 | 0 | 0 | 0 | 0 | 0 | 0 | 0 | 0 | 0 | 0 | 0 | 0
D3DMIELC01 | 0 | 0 | 0 | 0 | 0 | 0 | 0 | 0 | 0 | 0 | 0 | 0 | 0 | 0 | 0 | 0 | 0 | 0 | 0 | 0 | 0 | 0 | 0 | 0 | 0 | 0 | 0 | 0 | 0 | 0 | 0 | 0 | 0 | 0 | 0 | 0 | 0 | 0 | 0 | 0 | 0 | 0 | 0 | 0 | 0 | 0 | 0 | 0 | 0 | 0 | 0 | 0 | 0 | 0
D3DMOELC01 | 0 | 0 | 0 | 0 | 0 | 0 | 0 | 0 | 0 | 0 | 0 | 0 | 0 | 0 | 0 | 0 | 0 | 0 | 0 | 0 | 0 | 0 | 0 | 0 | 0 | 0 | 0 | 0 | 0 | 0 | 0 | 0 | 0 | 0 | 0 | 0 | 0 | 0 | 0 | 0 | 0 | 0 | 0 | 0 | 0 | 0 | 0 | 0 | 0 | 0 | 0 | 0 | 0 | 0
D3BM00X00 | 0 | 0 | 0 | 0 | 0 | 0 | 0 | 0 | 0 | 0 | 0 | 0 | 0 | 0 | 0 | 0 | 0 | 0 | 0 | 0 | 0 | 0 | 0 | 0 | 0 | 0 | 0 | 0 | 0 | 0 | 0 | 0 | 0 | 0 | 0 | 0 | 0 | 0 | 0 | 0 | 0 | 0 | 0 | 0 | 0 | 0 | 0 | 0 | 0 | 0 | 0 | 0 | 0 | 0
D3BW00X00 | 0 | 0 | 0 | 0 | 0 | 0 | 0 | 0 | 0 | 0 | 0 | 0 | 0 | 0 | 0 | 0 | 0 | 0 | 0 | 0 | 0 | 0 | 0 | 0 | 0 | 0 | 0 | 0 | 0 | 0 | 0 | 0 | 0 | 0 | 0 | 0 | 0 | 0 | 0 | 0 | 0 | 0 | 0 | 0 | 0 | 0 | 0 | 0 | 0 | 0 | 0 | 0 | 0 | 0
D3HY00X00 | 0 | 0 | 0 | 0 | 0 | 0 | 0 | 0 | 0 | 0 | 0 | 0 | 0 | 0 | 0 | 0 | 0 | 0 | 0 | 0 | 0 | 0 | 0 | 0 | 0 | 0 | 0 | 0 | 0 | 0 | 0 | 0 | 0 | 0 | 0 | 0 | 0 | 0 | 0 | 0 | 0 | 0 | 0 | 0 | 0 | 0 | 0 | 0 | 0 | 0 | 0 | 0 | 0 | 0
D3SO00X00 | 0 | 0 | 0 | 0 | 0 | 0 | 0 | 0 | 0 | 0 | 0 | 0 | 0 | 0 | 0 | 0 | 0 | 0 | 0 | 0 | 0 | 0 | 0 | 0 | 0 | 0 | 0 | 0 | 0 | 0 | 0 | 0 | 0 | 0 | 0 | 0 | 0 | 0 | 0 | 0 | 0 | 0 | 0 | 0 | 0 | 0 | 0 | 0 | 0 | 0 | 0 | 0 | 0 | 0
D3WD00X00 | 0 | 0 | 0 | 0 | 0 | 0 | 0 | 0 | 0 | 0 | 0 | 0 | 0 | 0 | 0 | 0 | 0 | 0 | 0 | 0 | 0 | 0 | 0 | 0 | 0 | 0 | 0 | 0 | 0 | 0 | 0 | 0 | 0 | 0 | 0 | 0 | 0 | 0 | 0 | 0 | 0 | 0 | 0 | 0 | 0 | 0 | 0 | 0 | 0 | 0 | 0 | 0 | 0 | 0
D3HF00I00 | 0 | 0 | 0 | 0 | 0 | 0 | 0 | 0 | 0 | 0 | 0 | 0 | 0 | 0 | 0 | 0 | 0 | 0 | 0 | 0 | 0 | 0 | 0 | 0 | 0 | 0 | 0 | 0 | 0 | 0 | 0 | 0 | 0 | 0 | 0 | 0 | 0 | 0 | 0 | 0 | 0 | 0 | 0 | 0 | 0 | 0 | 0 | 0 | 0 | 0 | 0 | 0 | 0 | 0
D3DS00I00 | 0 | 0 | 0 | 0 | 0 | 0 | 0 | 0 | 0 | 0 | 0 | 0 | 0 | 0 | 0 | 0 | 0 | 0 | 0 | 0 | 0 | 0 | 0 | 0 | 0 | 0 | 0 | 0 | 0 | 0 | 0 | 0 | 0 | 0 | 0 | 0 | 0 | 0 | 0 | 0 | 0 | 0 | 0 | 0 | 0 | 0 | 0 | 0 | 0 | 0 | 0 | 0 | 0 | 0
D3NG00X00 | 0 | 0 | 0 | 0 | 0 | 0 | 0 | 0 | 0 | 0 | 0 | 0 | 0 | 0 | 0 | 0 | 0 | 0 | 0 | 0 | 0 | 0 | 0 | 0 | 0 | 0 | 0 | 0 | 0 | 0 | 0 | 0 | 0 | 0 | 0 | 0 | 0 | 0 | 0 | 0 | 0 | 0 | 0 | 0 | 0 | 0 | 0 | 0 | 0 | 0 | 0 | 0 | 0 | 0
D3CO00X00 | 0 | 0 | 0 | 0 | 0 | 0 | 0 | 0 | 0 | 0 | 0 | 0 | 0 | 0 | 0 | 0 | 0 | 0 | 0 | 0 | 0 | 0 | 0 | 0 | 0 | 0 | 0 | 0 | 0 | 0 | 0 | 0 | 0 | 0 | 0 | 0 | 0 | 0 | 0 | 0 | 0 | 0 | 0 | 0 | 0 | 0 | 0 | 0 | 0 | 0 | 0 | 0 | 0 | 0
D3PWRTRN | 200 | 200 | 200 | 200 | 200 | 200 | 200 | 200 | 200 | 200 | 200 | 200 | 200 | 200 | 200 | 200 | 200 | 200 | 200 | 200 | 200 | 200 | 200 | 200 | 200 | 200 | 200 | 200 | 200 | 200 | 200 | 200 | 200 | 200 | 200 | 200 | 200 | 200 | 200 | 200 | 200 | 200 | 200 | 200 | 200 | 200 | 200 | 200 | 200 | 200 | 200 | 200 | 200 | 200
D3IMPELC | 0 | 0 | 0 | 0 | 0 | 0 | 0 | 0 | 0 | 0 | 0 | 0 | 0 | 0 | 0 | 0 | 0 | 0 | 0 | 0 | 0 | 0 | 0 | 0 | 0 | 0 | 0 | 0 | 0 | 0 | 0 | 0 | 0 | 0 | 0 | 0 | 0 | 0 | 0 | 0 | 0 | 0 | 0 | 0 | 0 | 0 | 0 | 0 | 0 | 0 | 0 | 0 | 0 | 0
D3DSGC00 | 1162.02 | 1162.02 | 1162.02 | 1162.02 | 1162.02 | 1162.02 | 1162.02 | 1162.02 | 1162.02 | 1162.02 | 1162.02 | 1162.02 | 1162.02 | 1162.02 | 1162.02 | 1162.02 | 1162.02 | 1162.02 | 1162.02 | 1162.02 | 1162.02 | 1162.02 | 1162.02 | 1162.02 | 1162.02 | 1162.02 | 1162.02 | 1162.02 | 1162.02 | 1162.02 | 1162.02 | 1162.02 | 1162.02 | 1162.02 | 1162.02 | 1162.02 | 1162.02 | 1162.02 | 1162.02 | 1162.02 | 1162.02 | 1162.02 | 1162.02 | 1162.02 | 1162.02 | 1162.02 | 1162.02 | 1162.02 | 1162.02 | 1162.02 | 1162.02 | 1162.02 | 1162.02 | 1162.02
D3HFGC00 | 1162.02 | 1162.02 | 1162.02 | 1162.02 | 1162.02 | 1162.02 | 1162.02 | 1162.02 | 1162.02 | 1162.02 | 1162.02 | 1162.02 | 1162.02 | 1162.02 | 1162.02 | 1162.02 | 1162.02 | 1162.02 | 1162.02 | 1162.02 | 1162.02 | 1162.02 | 1162.02 | 1162.02 | 1162.02 | 1162.02 | 1162.02 | 1162.02 | 1162.02 | 1162.02 | 1162.02 | 1162.02 | 1162.02 | 1162.02 | 1162.02 | 1162.02 | 1162.02 | 1162.02 | 1162.02 | 1162.02 | 1162.02 | 1162.02 | 1162.02 | 1162.02 | 1162.02 | 1162.02 | 1162.02 | 1162.02 | 1162.02 | 1162.02 | 1162.02 | 1162.02 | 1162.02 | 1162.02
D3NGOC00 | 850.65 | 850.65 | 850.65 | 850.65 | 850.65 | 850.65 | 850.65 | 850.65 | 850.65 | 850.65 | 850.65 | 850.65 | 850.65 | 850.65 | 850.65 | 850.65 | 850.65 | 850.65 | 850.65 | 850.65 | 850.65 | 850.65 | 850.65 | 850.65 | 850.65 | 850.65 | 850.65 | 850.65 | 850.65 | 850.65 | 850.65 | 850.65 | 850.65 | 850.65 | 850.65 | 850.65 | 850.65 | 850.65 | 850.65 | 850.65 | 850.65 | 850.65 | 850.65 | 850.65 | 850.65 | 850.65 | 850.65 | 850.65 | 850.65 | 850.65 | 850.65 | 850.65 | 850.65 | 850.65
D3NGCC00 | 1084.98 | 1084.98 | 1084.98 | 1084.98 | 1084.98 | 1084.98 | 1084.98 | 1084.98 | 1084.98 | 1084.98 | 1084.98 | 1084.98 | 1084.98 | 1084.98 | 1084.98 | 1084.98 | 1084.98 | 1084.98 | 1084.98 | 1084.98 | 1084.98 | 1084.98 | 1084.98 | 1084.98 | 1084.98 | 1084.98 | 1084.98 | 1084.98 | 1084.98 | 1084.98 | 1084.98 | 1084.98 | 1084.98 | 1084.98 | 1084.98 | 1084.98 | 1084.98 | 1084.98 | 1084.98 | 1084.98 | 1084.98 | 1084.98 | 1084.98 | 1084.98 | 1084.98 | 1084.98 | 1084.98 | 1084.98 | 1084.98 | 1084.98 | 1084.98 | 1084.98 | 1084.98 | 1084.98
D3NGEC00 | 1162.02 | 1162.02 | 1162.02 | 1162.02 | 1162.02 | 1162.02 | 1162.02 | 1162.02 | 1162.02 | 1162.02 | 1162.02 | 1162.02 | 1162.02 | 1162.02 | 1162.02 | 1162.02 | 1162.02 | 1162.02 | 1162.02 | 1162.02 | 1162.02 | 1162.02 | 1162.02 | 1162.02 | 1162.02 | 1162.02 | 1162.02 | 1162.02 | 1162.02 | 1162.02 | 1162.02 | 1162.02 | 1162.02 | 1162.02 | 1162.02 | 1162.02 | 1162.02 | 1162.02 | 1162.02 | 1162.02 | 1162.02 | 1162.02 | 1162.02 | 1162.02 | 1162.02 | 1162.02 | 1162.02 | 1162.02 | 1162.02 | 1162.02 | 1162.02 | 1162.02 | 1162.02 | 1162.02
D3BMBC00 | 2580.84 | 2580.84 | 2580.84 | 2580.84 | 2580.84 | 2580.84 | 2580.84 | 2580.84 | 2580.84 | 2580.84 | 2580.84 | 2580.84 | 2580.84 | 2580.84 | 2580.84 | 2580.84 | 2580.84 | 2580.84 | 2580.84 | 2580.84 | 2580.84 | 2580.84 | 2580.84 | 2580.84 | 2580.84 | 2580.84 | 2580.84 | 2580.84 | 2580.84 | 2580.84 | 2580.84 | 2580.84 | 2580.84 | 2580.84 | 2580.84 | 2580.84 | 2580.84 | 2580.84 | 2580.84 | 2580.84 | 2580.84 | 2580.84 | 2580.84 | 2580.84 | 2580.84 | 2580.84 | 2580.84 | 2580.84 | 2580.84 | 2580.84 | 2580.84 | 2580.84 | 2580.84 | 2580.84
D3BWWC00 | 2580.84 | 2580.84 | 2580.84 | 2580.84 | 2580.84 | 2580.84 | 2580.84 | 2580.84 | 2580.84 | 2580.84 | 2580.84 | 2580.84 | 2580.84 | 2580.84 | 2580.84 | 2580.84 | 2580.84 | 2580.84 | 2580.84 | 2580.84 | 2580.84 | 2580.84 | 2580.84 | 2580.84 | 2580.84 | 2580.84 | 2580.84 | 2580.84 | 2580.84 | 2580.84 | 2580.84 | 2580.84 | 2580.84 | 2580.84 | 2580.84 | 2580.84 | 2580.84 | 2580.84 | 2580.84 | 2580.84 | 2580.84 | 2580.84 | 2580.84 | 2580.84 | 2580.84 | 2580.84 | 2580.84 | 2580.84 | 2580.84 | 2580.84 | 2580.84 | 2580.84 | 2580.84 | 2580.84
D3DSBC01 | 1024.5 | 1024.5 | 1024.5 | 1024.5 | 1024.5 | 1024.5 | 1024.5 | 1024.5 | 1024.5 | 1024.5 | 1024.5 | 1024.5 | 1024.5 | 1024.5 | 1024.5 | 1024.5 | 1024.5 | 1024.5 | 1024.5 | 1024.5 | 1024.5 | 1024.5 | 1024.5 | 1024.5 | 1024.5 | 1024.5 | 1024.5 | 1024.5 | 1024.5 | 1024.5 | 1024.5 | 1024.5 | 1024.5 | 1024.5 | 1024.5 | 1024.5 | 1024.5 | 1024.5 | 1024.5 | 1024.5 | 1024.5 | 1024.5 | 1024.5 | 1024.5 | 1024.5 | 1024.5 | 1024.5 | 1024.5 | 1024.5 | 1024.5 | 1024.5 | 1024.5 | 1024.5 | 1024.5
D3DSBC02 | 1024.5 | 1024.5 | 1024.5 | 1024.5 | 1024.5 | 1024.5 | 1024.5 | 1024.5 | 1024.5 | 1024.5 | 1024.5 | 1024.5 | 1024.5 | 1024.5 | 1024.5 | 1024.5 | 1024.5 | 1024.5 | 1024.5 | 1024.5 | 1024.5 | 1024.5 | 1024.5 | 1024.5 | 1024.5 | 1024.5 | 1024.5 | 1024.5 | 1024.5 | 1024.5 | 1024.5 | 1024.5 | 1024.5 | 1024.5 | 1024.5 | 1024.5 | 1024.5 | 1024.5 | 1024.5 | 1024.5 | 1024.5 | 1024.5 | 1024.5 | 1024.5 | 1024.5 | 1024.5 | 1024.5 | 1024.5 | 1024.5 | 1024.5 | 1024.5 | 1024.5 | 1024.5 | 1024.5
D3DSBC03 | 1024.5 | 1024.5 | 1024.5 | 1024.5 | 1024.5 | 1024.5 | 1024.5 | 1024.5 | 1024.5 | 1024.5 | 1024.5 | 1024.5 | 1024.5 | 1024.5 | 1024.5 | 1024.5 | 1024.5 | 1024.5 | 1024.5 | 1024.5 | 1024.5 | 1024.5 | 1024.5 | 1024.5 | 1024.5 | 1024.5 | 1024.5 | 1024.5 | 1024.5 | 1024.5 | 1024.5 | 1024.5 | 1024.5 | 1024.5 | 1024.5 | 1024.5 | 1024.5 | 1024.5 | 1024.5 | 1024.5 | 1024.5 | 1024.5 | 1024.5 | 1024.5 | 1024.5 | 1024.5 | 1024.5 | 1024.5 | 1024.5 | 1024.5 | 1024.5 | 1024.5 | 1024.5 | 1024.5
D3DSBC04 | 1024.5 | 1024.5 | 1024.5 | 1024.5 | 1024.5 | 1024.5 | 1024.5 | 1024.5 | 1024.5 | 1024.5 | 1024.5 | 1024.5 | 1024.5 | 1024.5 | 1024.5 | 1024.5 | 1024.5 | 1024.5 | 1024.5 | 1024.5 | 1024.5 | 1024.5 | 1024.5 | 1024.5 | 1024.5 | 1024.5 | 1024.5 | 1024.5 | 1024.5 | 1024.5 | 1024.5 | 1024.5 | 1024.5 | 1024.5 | 1024.5 | 1024.5 | 1024.5 | 1024.5 | 1024.5 | 1024.5 | 1024.5 | 1024.5 | 1024.5 | 1024.5 | 1024.5 | 1024.5 | 1024.5 | 1024.5 | 1024.5 | 1024.5 | 1024.5 | 1024.5 | 1024.5 | 1024.5
D3DSBC05 | 1024.5 | 1024.5 | 1024.5 | 1024.5 | 1024.5 | 1024.5 | 1024.5 | 1024.5 | 1024.5 | 1024.5 | 1024.5 | 1024.5 | 1024.5 | 1024.5 | 1024.5 | 1024.5 | 1024.5 | 1024.5 | 1024.5 | 1024.5 | 1024.5 | 1024.5 | 1024.5 | 1024.5 | 1024.5 | 1024.5 | 1024.5 | 1024.5 | 1024.5 | 1024.5 | 1024.5 | 1024.5 | 1024.5 | 1024.5 | 1024.5 | 1024.5 | 1024.5 | 1024.5 | 1024.5 | 1024.5 | 1024.5 | 1024.5 | 1024.5 | 1024.5 | 1024.5 | 1024.5 | 1024.5 | 1024.5 | 1024.5 | 1024.5 | 1024.5 | 1024.5 | 1024.5 | 1024.5
D3DSBC06 | 1024.5 | 1024.5 | 1024.5 | 1024.5 | 1024.5 | 1024.5 | 1024.5 | 1024.5 | 1024.5 | 1024.5 | 1024.5 | 1024.5 | 1024.5 | 1024.5 | 1024.5 | 1024.5 | 1024.5 | 1024.5 | 1024.5 | 1024.5 | 1024.5 | 1024.5 | 1024.5 | 1024.5 | 1024.5 | 1024.5 | 1024.5 | 1024.5 | 1024.5 | 1024.5 | 1024.5 | 1024.5 | 1024.5 | 1024.5 | 1024.5 | 1024.5 | 1024.5 | 1024.5 | 1024.5 | 1024.5 | 1024.5 | 1024.5 | 1024.5 | 1024.5 | 1024.5 | 1024.5 | 1024.5 | 1024.5 | 1024.5 | 1024.5 | 1024.5 | 1024.5 | 1024.5 | 1024.5
D3DSBC07 | 1024.5 | 1024.5 | 1024.5 | 1024.5 | 1024.5 | 1024.5 | 1024.5 | 1024.5 | 1024.5 | 1024.5 | 1024.5 | 1024.5 | 1024.5 | 1024.5 | 1024.5 | 1024.5 | 1024.5 | 1024.5 | 1024.5 | 1024.5 | 1024.5 | 1024.5 | 1024.5 | 1024.5 | 1024.5 | 1024.5 | 1024.5 | 1024.5 | 1024.5 | 1024.5 | 1024.5 | 1024.5 | 1024.5 | 1024.5 | 1024.5 | 1024.5 | 1024.5 | 1024.5 | 1024.5 | 1024.5 | 1024.5 | 1024.5 | 1024.5 | 1024.5 | 1024.5 | 1024.5 | 1024.5 | 1024.5 | 1024.5 | 1024.5 | 1024.5 | 1024.5 | 1024.5 | 1024.5
D3DSGC01 | 1024.5 | 1024.5 | 1024.5 | 1024.5 | 1024.5 | 1024.5 | 1024.5 | 1024.5 | 1024.5 | 1024.5 | 1024.5 | 1024.5 | 1024.5 | 1024.5 | 1024.5 | 1024.5 | 1024.5 | 1024.5 | 1024.5 | 1024.5 | 1024.5 | 1024.5 | 1024.5 | 1024.5 | 1024.5 | 1024.5 | 1024.5 | 1024.5 | 1024.5 | 1024.5 | 1024.5 | 1024.5 | 1024.5 | 1024.5 | 1024.5 | 1024.5 | 1024.5 | 1024.5 | 1024.5 | 1024.5 | 1024.5 | 1024.5 | 1024.5 | 1024.5 | 1024.5 | 1024.5 | 1024.5 | 1024.5 | 1024.5 | 1024.5 | 1024.5 | 1024.5 | 1024.5 | 1024.5
D3DSGC02 | 1024.5 | 1024.5 | 1024.5 | 1024.5 | 1024.5 | 1024.5 | 1024.5 | 1024.5 | 1024.5 | 1024.5 | 1024.5 | 1024.5 | 1024.5 | 1024.5 | 1024.5 | 1024.5 | 1024.5 | 1024.5 | 1024.5 | 1024.5 | 1024.5 | 1024.5 | 1024.5 | 1024.5 | 1024.5 | 1024.5 | 1024.5 | 1024.5 | 1024.5 | 1024.5 | 1024.5 | 1024.5 | 1024.5 | 1024.5 | 1024.5 | 1024.5 | 1024.5 | 1024.5 | 1024.5 | 1024.5 | 1024.5 | 1024.5 | 1024.5 | 1024.5 | 1024.5 | 1024.5 | 1024.5 | 1024.5 | 1024.5 | 1024.5 | 1024.5 | 1024.5 | 1024.5 | 1024.5
D3HYRC01 | 2830.2 | 2830.2 | 2830.2 | 2830.2 | 2830.2 | 2830.2 | 2830.2 | 2830.2 | 2830.2 | 2830.2 | 2830.2 | 2830.2 | 2830.2 | 2830.2 | 2830.2 | 2830.2 | 2830.2 | 2830.2 | 2830.2 | 2830.2 | 2830.2 | 2830.2 | 2830.2 | 2830.2 | 2830.2 | 2830.2 | 2830.2 | 2830.2 | 2830.2 | 2830.2 | 2830.2 | 2830.2 | 2830.2 | 2830.2 | 2830.2 | 2830.2 | 2830.2 | 2830.2 | 2830.2 | 2830.2 | 2830.2 | 2830.2 | 2830.2 | 2830.2 | 2830.2 | 2830.2 | 2830.2 | 2830.2 | 2830.2 | 2830.2 | 2830.2 | 2830.2 | 2830.2 | 2830.2
D3HYRC02 | 2830.2 | 2830.2 | 2830.2 | 2830.2 | 2830.2 | 2830.2 | 2830.2 | 2830.2 | 2830.2 | 2830.2 | 2830.2 | 2830.2 | 2830.2 | 2830.2 | 2830.2 | 2830.2 | 2830.2 | 2830.2 | 2830.2 | 2830.2 | 2830.2 | 2830.2 | 2830.2 | 2830.2 | 2830.2 | 2830.2 | 2830.2 | 2830.2 | 2830.2 | 2830.2 | 2830.2 | 2830.2 | 2830.2 | 2830.2 | 2830.2 | 2830.2 | 2830.2 | 2830.2 | 2830.2 | 2830.2 | 2830.2 | 2830.2 | 2830.2 | 2830.2 | 2830.2 | 2830.2 | 2830.2 | 2830.2 | 2830.2 | 2830.2 | 2830.2 | 2830.2 | 2830.2 | 2830.2
D3HYRC03 | 3183 | 3183 | 3183 | 3183 | 3183 | 3183 | 3183 | 3183 | 3183 | 3183 | 3183 | 3183 | 3183 | 3183 | 3183 | 3183 | 3183 | 3183 | 3183 | 3183 | 3183 | 3183 | 3183 | 3183 | 3183 | 3183 | 3183 | 3183 | 3183 | 3183 | 3183 | 3183 | 3183 | 3183 | 3183 | 3183 | 3183 | 3183 | 3183 | 3183 | 3183 | 3183 | 3183 | 3183 | 3183 | 3183 | 3183 | 3183 | 3183 | 3183 | 3183 | 3183 | 3183 | 3183
D3HYOC01 | 2830.2 | 2830.2 | 2830.2 | 2830.2 | 2830.2 | 2830.2 | 2830.2 | 2830.2 | 2830.2 | 2830.2 | 2830.2 | 2830.2 | 2830.2 | 2830.2 | 2830.2 | 2830.2 | 2830.2 | 2830.2 | 2830.2 | 2830.2 | 2830.2 | 2830.2 | 2830.2 | 2830.2 | 2830.2 | 2830.2 | 2830.2 | 2830.2 | 2830.2 | 2830.2 | 2830.2 | 2830.2 | 2830.2 | 2830.2 | 2830.2 | 2830.2 | 2830.2 | 2830.2 | 2830.2 | 2830.2 | 2830.2 | 2830.2 | 2830.2 | 2830.2 | 2830.2 | 2830.2 | 2830.2 | 2830.2 | 2830.2 | 2830.2 | 2830.2 | 2830.2 | 2830.2 | 2830.2
D3SOPC330 | 1385.08 | 1344.864 | 1304.648 | 1264.432 | 1224.216 | 1184 | 1143.8 | 1103.6 | 1063.4 | 1023.2 | 983 | 942.8 | 902.6 | 862.4 | 822.2 | 782 | 742 | 702 | 662 | 622 | 582 | 2216.632 | 2216.632 | 2216.632 | 2216.632 | 2216.632 | 2216.632 | 2216.632 | 2216.632 | 2216.632 | 2216.632 | 2216.632 | 2216.632 | 2216.632 | 2216.632 | 2216.632 | 2216.632 | 2216.632 | 2216.632 | 2216.632 | 2216.632 | 2216.632 | 2216.632 | 2216.632 | 2216.632 | 2216.632 | 2216.632 | 2216.632 | 2216.632 | 2216.632 | 2216.632 | 2216.632 | 2216.632 | 2216.632
D3SOPC331 | 1396.19 | 1355.752 | 1315.314 | 1274.876 | 1234.438 | 1194 | 1153.4 | 1112.8 | 1072.2 | 1031.6 | 991 | 950.4 | 909.8 | 869.2 | 828.6 | 788 | 747.6 | 707.2 | 666.8 | 626.4 | 586 | 2221.076 | 2221.076 | 2221.076 | 2221.076 | 2221.076 | 2221.076 | 2221.076 | 2221.076 | 2221.076 | 2221.076 | 2221.076 | 2221.076 | 2221.076 | 2221.076 | 2221.076 | 2221.076 | 2221.076 | 2221.076 | 2221.076 | 2221.076 | 2221.076 | 2221.076 | 2221.076 | 2221.076 | 2221.076 | 2221.076 | 2221.076 | 2221.076 | 2221.076 | 2221.076 | 2221.076 | 2221.076 | 2221.076
D3SOPC1616 | 1372.98 | 1333.184 | 1293.388 | 1253.592 | 1213.796 | 1174 | 1134.2 | 1094.4 | 1054.6 | 1014.8 | 975 | 935.2 | 895.4 | 855.6 | 815.8 | 776 | 736.2 | 696.4 | 656.6 | 616.8 | 577 | 2211.792 | 2211.792 | 2211.792 | 2211.792 | 2211.792 | 2211.792 | 2211.792 | 2211.792 | 2211.792 | 2211.792 | 2211.792 | 2211.792 | 2211.792 | 2211.792 | 2211.792 | 2211.792 | 2211.792 | 2211.792 | 2211.792 | 2211.792 | 2211.792 | 2211.792 | 2211.792 | 2211.792 | 2211.792 | 2211.792 | 2211.792 | 2211.792 | 2211.792 | 2211.792 | 2211.792 | 2211.792 | 2211.792
D3SOTN00 | 4058 | 3998.16 | 3938.32 | 3878.48 | 3818.64 | 3758.8 | 3698.96 | 3639.12 | 3579.28 | 3519.44 | 3459.6 | 3399.76 | 3339.92 | 3280.08 | 3220.24 | 3160.4 | 3040.72 | 2921.04 | 2801.36 | 2681.68 | 2562 | 5253.8 | 5253.8 | 5253.8 | 5253.8 | 5253.8 | 5253.8 | 5253.8 | 5253.8 | 5253.8 | 5253.8 | 5253.8 | 5253.8 | 5253.8 | 5253.8 | 5253.8 | 5253.8 | 5253.8 | 5253.8 | 5253.8 | 5253.8 | 5253.8 | 5253.8 | 5253.8 | 5253.8 | 5253.8 | 5253.8 | 5253.8 | 5253.8 | 5253.8 | 5253.8 | 5253.8 | 5253.8 | 5253.8
D3SOTS00 | 5797 | 5571.6 | 5346.2 | 5120.8 | 4895.4 | 4670 | 4488.6 | 4307.2 | 4125.8 | 3944.4 | 3763 | 3752.6 | 3742.2 | 3731.8 | 3721.4 | 3711 | 3700.8 | 3690.6 | 3680.4 | 3670.2 | 3660 | 7505.8 | 7505.8 | 7505.8 | 7505.8 | 7505.8 | 7505.8 | 7505.8 | 7505.8 | 7505.8 | 7505.8 | 7505.8 | 7505.8 | 7505.8 | 7505.8 | 7505.8 | 7505.8 | 7505.8 | 7505.8 | 7505.8 | 7505.8 | 7505.8 | 7505.8 | 7505.8 | 7505.8 | 7505.8 | 7505.8 | 7505.8 | 7505.8 | 7505.8 | 7505.8 | 7505.8 | 7505.8 | 7505.8
D3NGSO00 | 6051 | 6051 | 6051 | 6051 | 6051 | 6051 | 6051 | 6051 | 6051 | 6051 | 6051 | 6051 | 6051 | 6051 | 6051 | 6051 | 6051 | 6051 | 6051 | 6051 | 6051 | 6051 | 6051 | 6051 | 6051 | 6051 | 6051 | 6051 | 6051 | 6051 | 6051 | 6051 | 6051 | 6051 | 6051 | 6051 | 6051 | 6051 | 6051 | 6051 | 6051 | 6051 | 6051 | 6051 | 6051 | 6051 | 6051 | 6051 | 6051 | 6051 | 6051 | 6051 | 6051 | 6051
D3WDLC0 | 1955.4039 | 1919.2289 | 1883.054 | 1846.879 | 1810.704 | 1774.5291 | 1738.3541 | 1702.1791 | 1666.0041 | 1629.8292 | 1593.6542 | 1557.4792 | 1521.3042 | 1485.1293 | 1448.9543 | 1412.7793 | 1376.6044 | 1340.4294 | 1304.2544 | 1268.0794 | 1231.9045 | 1955.4039 | 1955.4039 | 1955.4039 | 1955.4039 | 1955.4039 | 1955.4039 | 1955.4039 | 1955.4039 | 1955.4039 | 1955.4039 | 1955.4039 | 1955.4039 | 1955.4039 | 1955.4039 | 1955.4039 | 1955.4039 | 1955.4039 | 1955.4039 | 1955.4039 | 1955.4039 | 1955.4039 | 1955.4039 | 1955.4039 | 1955.4039 | 1955.4039 | 1955.4039 | 1955.4039 | 1955.4039 | 1955.4039 | 1955.4039 | 1955.4039 | 1955.4039 | 1955.4039
D3WDLC2 | 2112.7072 | 2073.6221 | 2034.537 | 1995.452 | 1956.3669 | 1917.2818 | 1878.1967 | 1839.1116 | 1800.0265 | 1760.9415 | 1721.8564 | 1682.7713 | 1643.6862 | 1604.6011 | 1565.516 | 1526.431 | 1487.3459 | 1448.2608 | 1409.1757 | 1370.0906 | 1331.0055 | 2112.7072 | 2112.7072 | 2112.7072 | 2112.7072 | 2112.7072 | 2112.7072 | 2112.7072 | 2112.7072 | 2112.7072 | 2112.7072 | 2112.7072 | 2112.7072 | 2112.7072 | 2112.7072 | 2112.7072 | 2112.7072 | 2112.7072 | 2112.7072 | 2112.7072 | 2112.7072 | 2112.7072 | 2112.7072 | 2112.7072 | 2112.7072 | 2112.7072 | 2112.7072 | 2112.7072 | 2112.7072 | 2112.7072 | 2112.7072 | 2112.7072 | 2112.7072 | 2112.7072
D3WDLC1 | 2222.3983 | 2181.2839 | 2140.1695 | 2099.0552 | 2057.9408 | 2016.8264 | 1975.7121 | 1934.5977 | 1893.4833 | 1852.369 | 1811.2546 | 1770.1402 | 1729.0259 | 1687.9115 | 1646.7971 | 1605.6828 | 1564.5684 | 1523.454 | 1482.3397 | 1441.2253 | 1400.1109 | 2222.3983 | 2222.3983 | 2222.3983 | 2222.3983 | 2222.3983 | 2222.3983 | 2222.3983 | 2222.3983 | 2222.3983 | 2222.3983 | 2222.3983 | 2222.3983 | 2222.3983 | 2222.3983 | 2222.3983 | 2222.3983 | 2222.3983 | 2222.3983 | 2222.3983 | 2222.3983 | 2222.3983 | 2222.3983 | 2222.3983 | 2222.3983 | 2222.3983 | 2222.3983 | 2222.3983 | 2222.3983 | 2222.3983 | 2222.3983 | 2222.3983 | 2222.3983 | 2222.3983
D3WDLDUM1 | 999999 | 981499.0185 | 962999.037 | 944499.0555 | 925999.074 | 907499.0925 | 888999.111 | 870499.1295 | 851999.148 | 833499.1665 | 814999.185 | 796499.2035 | 777999.222 | 759499.2405 | 740999.259 | 722499.2775 | 703999.296 | 685499.3145 | 666999.333 | 648499.3515 | 629999.37 | 999999 | 999999 | 999999 | 999999 | 999999 | 999999 | 999999 | 999999 | 999999 | 999999 | 999999 | 999999 | 999999 | 999999 | 999999 | 999999 | 999999 | 999999 | 999999 | 999999 | 999999 | 999999 | 999999 | 999999 | 999999 | 999999 | 999999 | 999999 | 999999 | 999999 | 999999 | 999999 | 999999
D3WDLDUM2 | 999999 | 981499.0185 | 962999.037 | 944499.0555 | 925999.074 | 907499.0925 | 888999.111 | 870499.1295 | 851999.148 | 833499.1665 | 814999.185 | 796499.2035 | 777999.222 | 759499.2405 | 740999.259 | 722499.2775 | 703999.296 | 685499.3145 | 666999.333 | 648499.3515 | 629999.37 | 999999 | 999999 | 999999 | 999999 | 999999 | 999999 | 999999 | 999999 | 999999 | 999999 | 999999 | 999999 | 999999 | 999999 | 999999 | 999999 | 999999 | 999999 | 999999 | 999999 | 999999 | 999999 | 999999 | 999999 | 999999 | 999999 | 999999 | 999999 | 999999 | 999999 | 999999 | 999999 | 999999
D3WDLDUM3 | 999999 | 981499.0185 | 962999.037 | 944499.0555 | 925999.074 | 907499.0925 | 888999.111 | 870499.1295 | 851999.148 | 833499.1665 | 814999.185 | 796499.2035 | 777999.222 | 759499.2405 | 740999.259 | 722499.2775 | 703999.296 | 685499.3145 | 666999.333 | 648499.3515 | 629999.37 | 999999 | 999999 | 999999 | 999999 | 999999 | 999999 | 999999 | 999999 | 999999 | 999999 | 999999 | 999999 | 999999 | 999999 | 999999 | 999999 | 999999 | 999999 | 999999 | 999999 | 999999 | 999999 | 999999 | 999999 | 999999 | 999999 | 999999 | 999999 | 999999 | 999999 | 999999 | 999999 | 999999
D3WDLDUM4 | 999999 | 981499.0185 | 962999.037 | 944499.0555 | 925999.074 | 907499.0925 | 888999.111 | 870499.1295 | 851999.148 | 833499.1665 | 814999.185 | 796499.2035 | 777999.222 | 759499.2405 | 740999.259 | 722499.2775 | 703999.296 | 685499.3145 | 666999.333 | 648499.3515 | 629999.37 | 999999 | 999999 | 999999 | 999999 | 999999 | 999999 | 999999 | 999999 | 999999 | 999999 | 999999 | 999999 | 999999 | 999999 | 999999 | 999999 | 999999 | 999999 | 999999 | 999999 | 999999 | 999999 | 999999 | 999999 | 999999 | 999999 | 999999 | 999999 | 999999 | 999999 | 999999 | 999999 | 999999
D3WDLDUM5 | 999999 | 981499.0185 | 962999.037 | 944499.0555 | 925999.074 | 907499.0925 | 888999.111 | 870499.1295 | 851999.148 | 833499.1665 | 814999.185 | 796499.2035 | 777999.222 | 759499.2405 | 740999.259 | 722499.2775 | 703999.296 | 685499.3145 | 666999.333 | 648499.3515 | 629999.37 | 999999 | 999999 | 999999 | 999999 | 999999 | 999999 | 999999 | 999999 | 999999 | 999999 | 999999 | 999999 | 999999 | 999999 | 999999 | 999999 | 999999 | 999999 | 999999 | 999999 | 999999 | 999999 | 999999 | 999999 | 999999 | 999999 | 999999 | 999999 | 999999 | 999999 | 999999 | 999999 | 999999
D3WDLDUM6 | 999999 | 981499.0185 | 962999.037 | 944499.0555 | 925999.074 | 907499.0925 | 888999.111 | 870499.1295 | 851999.148 | 833499.1665 | 814999.185 | 796499.2035 | 777999.222 | 759499.2405 | 740999.259 | 722499.2775 | 703999.296 | 685499.3145 | 666999.333 | 648499.3515 | 629999.37 | 999999 | 999999 | 999999 | 999999 | 999999 | 999999 | 999999 | 999999 | 999999 | 999999 | 999999 | 999999 | 999999 | 999999 | 999999 | 999999 | 999999 | 999999 | 999999 | 999999 | 999999 | 999999 | 999999 | 999999 | 999999 | 999999 | 999999 | 999999 | 999999 | 999999 | 999999 | 999999 | 999999
D3WDLDUM7 | 999999 | 981499.0185 | 962999.037 | 944499.0555 | 925999.074 | 907499.0925 | 888999.111 | 870499.1295 | 851999.148 | 833499.1665 | 814999.185 | 796499.2035 | 777999.222 | 759499.2405 | 740999.259 | 722499.2775 | 703999.296 | 685499.3145 | 666999.333 | 648499.3515 | 629999.37 | 999999 | 999999 | 999999 | 999999 | 999999 | 999999 | 999999 | 999999 | 999999 | 999999 | 999999 | 999999 | 999999 | 999999 | 999999 | 999999 | 999999 | 999999 | 999999 | 999999 | 999999 | 999999 | 999999 | 999999 | 999999 | 999999 | 999999 | 999999 | 999999 | 999999 | 999999 | 999999 | 999999
D3HLT0031 | 4941 | 4941 | 4941 | 4941 | 4941 | 4941 | 4941 | 4941 | 4941 | 4941 | 4941 | 4941 | 4941 | 4941 | 4941 | 4941 | 4941 | 4941 | 4941 | 4941 | 4941 | 4941 | 4941 | 4941 | 4941 | 4941 | 4941 | 4941 | 4941 | 4941 | 4941 | 4941 | 4941 | 4941 | 4941 | 4941 | 4941 | 4941 | 4941 | 4941 | 4941 | 4941 | 4941 | 4941 | 4941 | 4941 | 4941 | 4941 | 4941 | 4941 | 4941 | 4941 | 4941 | 4941
D3HSF0421 | 5627 | 5627 | 5627 | 5627 | 5627 | 5627 | 5627 | 5627 | 5627 | 5627 | 5627 | 5627 | 5627 | 5627 | 5627 | 5627 | 5627 | 5627 | 5627 | 5627 | 5627 | 5627 | 5627 | 5627 | 5627 | 5627 | 5627 | 5627 | 5627 | 5627 | 5627 | 5627 | 5627 | 5627 | 5627 | 5627 | 5627 | 5627 | 5627 | 5627 | 5627 | 5627 | 5627 | 5627 | 5627 | 5627 | 5627 | 5627 | 5627 | 5627 | 5627 | 5627 | 5627 | 5627
D3HSF0540 | 5726 | 5726 | 5726 | 5726 | 5726 | 5726 | 5726 | 5726 | 5726 | 5726 | 5726 | 5726 | 5726 | 5726 | 5726 | 5726 | 5726 | 5726 | 5726 | 5726 | 5726 | 5726 | 5726 | 5726 | 5726 | 5726 | 5726 | 5726 | 5726 | 5726 | 5726 | 5726 | 5726 | 5726 | 5726 | 5726 | 5726 | 5726 | 5726 | 5726 | 5726 | 5726 | 5726 | 5726 | 5726 | 5726 | 5726 | 5726 | 5726 | 5726 | 5726 | 5726 | 5726 | 5726
D3HSF0759 | 4834 | 4834 | 4834 | 4834 | 4834 | 4834 | 4834 | 4834 | 4834 | 4834 | 4834 | 4834 | 4834 | 4834 | 4834 | 4834 | 4834 | 4834 | 4834 | 4834 | 4834 | 4834 | 4834 | 4834 | 4834 | 4834 | 4834 | 4834 | 4834 | 4834 | 4834 | 4834 | 4834 | 4834 | 4834 | 4834 | 4834 | 4834 | 4834 | 4834 | 4834 | 4834 | 4834 | 4834 | 4834 | 4834 | 4834 | 4834 | 4834 | 4834 | 4834 | 4834 | 4834 | 4834
D3HSF0763 | 6115 | 6115 | 6115 | 6115 | 6115 | 6115 | 6115 | 6115 | 6115 | 6115 | 6115 | 6115 | 6115 | 6115 | 6115 | 6115 | 6115 | 6115 | 6115 | 6115 | 6115 | 6115 | 6115 | 6115 | 6115 | 6115 | 6115 | 6115 | 6115 | 6115 | 6115 | 6115 | 6115 | 6115 | 6115 | 6115 | 6115 | 6115 | 6115 | 6115 | 6115 | 6115 | 6115 | 6115 | 6115 | 6115 | 6115 | 6115 | 6115 | 6115 | 6115 | 6115 | 6115 | 6115
D3HSF0856 | 6371 | 6371 | 6371 | 6371 | 6371 | 6371 | 6371 | 6371 | 6371 | 6371 | 6371 | 6371 | 6371 | 6371 | 6371 | 6371 | 6371 | 6371 | 6371 | 6371 | 6371 | 6371 | 6371 | 6371 | 6371 | 6371 | 6371 | 6371 | 6371 | 6371 | 6371 | 6371 | 6371 | 6371 | 6371 | 6371 | 6371 | 6371 | 6371 | 6371 | 6371 | 6371 | 6371 | 6371 | 6371 | 6371 | 6371 | 6371 | 6371 | 6371 | 6371 | 6371 | 6371 | 6371
D3HSF0931 | 4676 | 4676 | 4676 | 4676 | 4676 | 4676 | 4676 | 4676 | 4676 | 4676 | 4676 | 4676 | 4676 | 4676 | 4676 | 4676 | 4676 | 4676 | 4676 | 4676 | 4676 | 4676 | 4676 | 4676 | 4676 | 4676 | 4676 | 4676 | 4676 | 4676 | 4676 | 4676 | 4676 | 4676 | 4676 | 4676 | 4676 | 4676 | 4676 | 4676 | 4676 | 4676 | 4676 | 4676 | 4676 | 4676 | 4676 | 4676 | 4676 | 4676 | 4676 | 4676 | 4676 | 4676
D3HSF0939 | 5922 | 5922 | 5922 | 5922 | 5922 | 5922 | 5922 | 5922 | 5922 | 5922 | 5922 | 5922 | 5922 | 5922 | 5922 | 5922 | 5922 | 5922 | 5922 | 5922 | 5922 | 5922 | 5922 | 5922 | 5922 | 5922 | 5922 | 5922 | 5922 | 5922 | 5922 | 5922 | 5922 | 5922 | 5922 | 5922 | 5922 | 5922 | 5922 | 5922 | 5922 | 5922 | 5922 | 5922 | 5922 | 5922 | 5922 | 5922 | 5922 | 5922 | 5922 | 5922 | 5922 | 5922
D3HLT0027 | 6124 | 6124 | 6124 | 6124 | 6124 | 6124 | 6124 | 6124 | 6124 | 6124 | 6124 | 6124 | 6124 | 6124 | 6124 | 6124 | 6124 | 6124 | 6124 | 6124 | 6124 | 6124 | 6124 | 6124 | 6124 | 6124 | 6124 | 6124 | 6124 | 6124 | 6124 | 6124 | 6124 | 6124 | 6124 | 6124 | 6124 | 6124 | 6124 | 6124 | 6124 | 6124 | 6124 | 6124 | 6124 | 6124 | 6124 | 6124 | 6124 | 6124 | 6124 | 6124 | 6124 | 6124
D3HLT0030 | 4832 | 4832 | 4832 | 4832 | 4832 | 4832 | 4832 | 4832 | 4832 | 4832 | 4832 | 4832 | 4832 | 4832 | 4832 | 4832 | 4832 | 4832 | 4832 | 4832 | 4832 | 4832 | 4832 | 4832 | 4832 | 4832 | 4832 | 4832 | 4832 | 4832 | 4832 | 4832 | 4832 | 4832 | 4832 | 4832 | 4832 | 4832 | 4832 | 4832 | 4832 | 4832 | 4832 | 4832 | 4832 | 4832 | 4832 | 4832 | 4832 | 4832 | 4832 | 4832 | 4832 | 4832
D3HLT0040 | 4601 | 4601 | 4601 | 4601 | 4601 | 4601 | 4601 | 4601 | 4601 | 4601 | 4601 | 4601 | 4601 | 4601 | 4601 | 4601 | 4601 | 4601 | 4601 | 4601 | 4601 | 4601 | 4601 | 4601 | 4601 | 4601 | 4601 | 4601 | 4601 | 4601 | 4601 | 4601 | 4601 | 4601 | 4601 | 4601 | 4601 | 4601 | 4601 | 4601 | 4601 | 4601 | 4601 | 4601 | 4601 | 4601 | 4601 | 4601 | 4601 | 4601 | 4601 | 4601 | 4601 | 4601
D3HLT0046 | 4084 | 4084 | 4084 | 4084 | 4084 | 4084 | 4084 | 4084 | 4084 | 4084 | 4084 | 4084 | 4084 | 4084 | 4084 | 4084 | 4084 | 4084 | 4084 | 4084 | 4084 | 4084 | 4084 | 4084 | 4084 | 4084 | 4084 | 4084 | 4084 | 4084 | 4084 | 4084 | 4084 | 4084 | 4084 | 4084 | 4084 | 4084 | 4084 | 4084 | 4084 | 4084 | 4084 | 4084 | 4084 | 4084 | 4084 | 4084 | 4084 | 4084 | 4084 | 4084 | 4084 | 4084
D3HLT0067 | 5061 | 5061 | 5061 | 5061 | 5061 | 5061 | 5061 | 5061 | 5061 | 5061 | 5061 | 5061 | 5061 | 5061 | 5061 | 5061 | 5061 | 5061 | 5061 | 5061 | 5061 | 5061 | 5061 | 5061 | 5061 | 5061 | 5061 | 5061 | 5061 | 5061 | 5061 | 5061 | 5061 | 5061 | 5061 | 5061 | 5061 | 5061 | 5061 | 5061 | 5061 | 5061 | 5061 | 5061 | 5061 | 5061 | 5061 | 5061 | 5061 | 5061 | 5061 | 5061 | 5061 | 5061
D3HSF0911 | 5476 | 5476 | 5476 | 5476 | 5476 | 5476 | 5476 | 5476 | 5476 | 5476 | 5476 | 5476 | 5476 | 5476 | 5476 | 5476 | 5476 | 5476 | 5476 | 5476 | 5476 | 5476 | 5476 | 5476 | 5476 | 5476 | 5476 | 5476 | 5476 | 5476 | 5476 | 5476 | 5476 | 5476 | 5476 | 5476 | 5476 | 5476 | 5476 | 5476 | 5476 | 5476 | 5476 | 5476 | 5476 | 5476 | 5476 | 5476 | 5476 | 5476 | 5476 | 5476 | 5476 | 5476
D3HSF0982 | 4620 | 4620 | 4620 | 4620 | 4620 | 4620 | 4620 | 4620 | 4620 | 4620 | 4620 | 4620 | 4620 | 4620 | 4620 | 4620 | 4620 | 4620 | 4620 | 4620 | 4620 | 4620 | 4620 | 4620 | 4620 | 4620 | 4620 | 4620 | 4620 | 4620 | 4620 | 4620 | 4620 | 4620 | 4620 | 4620 | 4620 | 4620 | 4620 | 4620 | 4620 | 4620 | 4620 | 4620 | 4620 | 4620 | 4620 | 4620 | 4620 | 4620 | 4620 | 4620 | 4620 | 4620
D3HLT0033 | 2465 | 2465 | 2465 | 2465 | 2465 | 2465 | 2465 | 2465 | 2465 | 2465 | 2465 | 2465 | 2465 | 2465 | 2465 | 2465 | 2465 | 2465 | 2465 | 2465 | 2465 | 2465 | 2465 | 2465 | 2465 | 2465 | 2465 | 2465 | 2465 | 2465 | 2465 | 2465 | 2465 | 2465 | 2465 | 2465 | 2465 | 2465 | 2465 | 2465 | 2465 | 2465 | 2465 | 2465 | 2465 | 2465 | 2465 | 2465 | 2465 | 2465 | 2465 | 2465 | 2465 | 2465
D3HSFO01 | 7206 | 7206 | 7206 | 7206 | 7206 | 7206 | 7206 | 7206 | 7206 | 7206 | 7206 | 7206 | 7206 | 7206 | 7206 | 7206 | 7206 | 7206 | 7206 | 7206 | 7206 | 7206 | 7206 | 7206 | 7206 | 7206 | 7206 | 7206 | 7206 | 7206 | 7206 | 7206 | 7206 | 7206 | 7206 | 7206 | 7206 | 7206 | 7206 | 7206 | 7206 | 7206 | 7206 | 7206 | 7206 | 7206 | 7206 | 7206 | 7206 | 7206 | 7206 | 7206 | 7206 | 7206
D3HSFO02 | 7665 | 7665 | 7665 | 7665 | 7665 | 7665 | 7665 | 7665 | 7665 | 7665 | 7665 | 7665 | 7665 | 7665 | 7665 | 7665 | 7665 | 7665 | 7665 | 7665 | 7665 | 7665 | 7665 | 7665 | 7665 | 7665 | 7665 | 7665 | 7665 | 7665 | 7665 | 7665 | 7665 | 7665 | 7665 | 7665 | 7665 | 7665 | 7665 | 7665 | 7665 | 7665 | 7665 | 7665 | 7665 | 7665 | 7665 | 7665 | 7665 | 7665 | 7665 | 7665 | 7665 | 7665
D3HSFO03 | 8039 | 8039 | 8039 | 8039 | 8039 | 8039 | 8039 | 8039 | 8039 | 8039 | 8039 | 8039 | 8039 | 8039 | 8039 | 8039 | 8039 | 8039 | 8039 | 8039 | 8039 | 8039 | 8039 | 8039 | 8039 | 8039 | 8039 | 8039 | 8039 | 8039 | 8039 | 8039 | 8039 | 8039 | 8039 | 8039 | 8039 | 8039 | 8039 | 8039 | 8039 | 8039 | 8039 | 8039 | 8039 | 8039 | 8039 | 8039 | 8039 | 8039 | 8039 | 8039 | 8039 | 8039

## FixedCost
TECHNOLOGY | 2020 | 2021 | 2022 | 2023 | 2024 | 2025 | 2026 | 2027 | 2028 | 2029 | 2030 | 2031 | 2032 | 2033 | 2034 | 2035 | 2036 | 2037 | 2038 | 2039 | 2040 | 2041 | 2042 | 2043 | 2044 | 2045 | 2046 | 2047 | 2048 | 2049 | 2050 | 2051 | 2052 | 2053 | 2051 | 2052 | 2053 | 2054 | 2055 | 2056 | 2057 | 2058 | 2059 | 2060 | 2061 | 2062 | 2063 | 2064 | 2065 | 2066 | 2067 | 2068 | 2069 | 2070
D3DMRELC01 | 0 | 0 | 0 | 0 | 0 | 0 | 0 | 0 | 0 | 0 | 0 | 0 | 0 | 0 | 0 | 0 | 0 | 0 | 0 | 0 | 0 | 0 | 0 | 0 | 0 | 0 | 0 | 0 | 0 | 0 | 0 | 0 | 0 | 0 | 0 | 0 | 0 | 0 | 0 | 0 | 0 | 0 | 0 | 0 | 0 | 0 | 0 | 0 | 0 | 0 | 0 | 0 | 0 | 0
D3DMIELC01 | 0 | 0 | 0 | 0 | 0 | 0 | 0 | 0 | 0 | 0 | 0 | 0 | 0 | 0 | 0 | 0 | 0 | 0 | 0 | 0 | 0 | 0 | 0 | 0 | 0 | 0 | 0 | 0 | 0 | 0 | 0 | 0 | 0 | 0 | 0 | 0 | 0 | 0 | 0 | 0 | 0 | 0 | 0 | 0 | 0 | 0 | 0 | 0 | 0 | 0 | 0 | 0 | 0 | 0
D3DMOELC01 | 0 | 0 | 0 | 0 | 0 | 0 | 0 | 0 | 0 | 0 | 0 | 0 | 0 | 0 | 0 | 0 | 0 | 0 | 0 | 0 | 0 | 0 | 0 | 0 | 0 | 0 | 0 | 0 | 0 | 0 | 0 | 0 | 0 | 0 | 0 | 0 | 0 | 0 | 0 | 0 | 0 | 0 | 0 | 0 | 0 | 0 | 0 | 0 | 0 | 0 | 0 | 0 | 0 | 0
D3BM00X00 | 0 | 0 | 0 | 0 | 0 | 0 | 0 | 0 | 0 | 0 | 0 | 0 | 0 | 0 | 0 | 0 | 0 | 0 | 0 | 0 | 0 | 0 | 0 | 0 | 0 | 0 | 0 | 0 | 0 | 0 | 0 | 0 | 0 | 0 | 0 | 0 | 0 | 0 | 0 | 0 | 0 | 0 | 0 | 0 | 0 | 0 | 0 | 0 | 0 | 0 | 0 | 0 | 0 | 0
D3BW00X00 | 0 | 0 | 0 | 0 | 0 | 0 | 0 | 0 | 0 | 0 | 0 | 0 | 0 | 0 | 0 | 0 | 0 | 0 | 0 | 0 | 0 | 0 | 0 | 0 | 0 | 0 | 0 | 0 | 0 | 0 | 0 | 0 | 0 | 0 | 0 | 0 | 0 | 0 | 0 | 0 | 0 | 0 | 0 | 0 | 0 | 0 | 0 | 0 | 0 | 0 | 0 | 0 | 0 | 0
D3HY00X00 | 0 | 0 | 0 | 0 | 0 | 0 | 0 | 0 | 0 | 0 | 0 | 0 | 0 | 0 | 0 | 0 | 0 | 0 | 0 | 0 | 0 | 0 | 0 | 0 | 0 | 0 | 0 | 0 | 0 | 0 | 0 | 0 | 0 | 0 | 0 | 0 | 0 | 0 | 0 | 0 | 0 | 0 | 0 | 0 | 0 | 0 | 0 | 0 | 0 | 0 | 0 | 0 | 0 | 0
D3SO00X00 | 0 | 0 | 0 | 0 | 0 | 0 | 0 | 0 | 0 | 0 | 0 | 0 | 0 | 0 | 0 | 0 | 0 | 0 | 0 | 0 | 0 | 0 | 0 | 0 | 0 | 0 | 0 | 0 | 0 | 0 | 0 | 0 | 0 | 0 | 0 | 0 | 0 | 0 | 0 | 0 | 0 | 0 | 0 | 0 | 0 | 0 | 0 | 0 | 0 | 0 | 0 | 0 | 0 | 0
D3WD00X00 | 0 | 0 | 0 | 0 | 0 | 0 | 0 | 0 | 0 | 0 | 0 | 0 | 0 | 0 | 0 | 0 | 0 | 0 | 0 | 0 | 0 | 0 | 0 | 0 | 0 | 0 | 0 | 0 | 0 | 0 | 0 | 0 | 0 | 0 | 0 | 0 | 0 | 0 | 0 | 0 | 0 | 0 | 0 | 0 | 0 | 0 | 0 | 0 | 0 | 0 | 0 | 0 | 0 | 0
D3HF00I00 | 0 | 0 | 0 | 0 | 0 | 0 | 0 | 0 | 0 | 0 | 0 | 0 | 0 | 0 | 0 | 0 | 0 | 0 | 0 | 0 | 0 | 0 | 0 | 0 | 0 | 0 | 0 | 0 | 0 | 0 | 0 | 0 | 0 | 0 | 0 | 0 | 0 | 0 | 0 | 0 | 0 | 0 | 0 | 0 | 0 | 0 | 0 | 0 | 0 | 0 | 0 | 0 | 0 | 0
D3DS00I00 | 0 | 0 | 0 | 0 | 0 | 0 | 0 | 0 | 0 | 0 | 0 | 0 | 0 | 0 | 0 | 0 | 0 | 0 | 0 | 0 | 0 | 0 | 0 | 0 | 0 | 0 | 0 | 0 | 0 | 0 | 0 | 0 | 0 | 0 | 0 | 0 | 0 | 0 | 0 | 0 | 0 | 0 | 0 | 0 | 0 | 0 | 0 | 0 | 0 | 0 | 0 | 0 | 0 | 0
D3NG00X00 | 0 | 0 | 0 | 0 | 0 | 0 | 0 | 0 | 0 | 0 | 0 | 0 | 0 | 0 | 0 | 0 | 0 | 0 | 0 | 0 | 0 | 0 | 0 | 0 | 0 | 0 | 0 | 0 | 0 | 0 | 0 | 0 | 0 | 0 | 0 | 0 | 0 | 0 | 0 | 0 | 0 | 0 | 0 | 0 | 0 | 0 | 0 | 0 | 0 | 0 | 0 | 0 | 0 | 0
D3CO00X00 | 0 | 0 | 0 | 0 | 0 | 0 | 0 | 0 | 0 | 0 | 0 | 0 | 0 | 0 | 0 | 0 | 0 | 0 | 0 | 0 | 0 | 0 | 0 | 0 | 0 | 0 | 0 | 0 | 0 | 0 | 0 | 0 | 0 | 0 | 0 | 0 | 0 | 0 | 0 | 0 | 0 | 0 | 0 | 0 | 0 | 0 | 0 | 0 | 0 | 0 | 0 | 0 | 0 | 0
D3PWRTRN | 20 | 20 | 20 | 20 | 20 | 20 | 20 | 20 | 20 | 20 | 20 | 20 | 20 | 20 | 20 | 20 | 20 | 20 | 20 | 20 | 20 | 20 | 20 | 20 | 20 | 20 | 20 | 20 | 20 | 20 | 20 | 20 | 20 | 20 | 20 | 20 | 20 | 20 | 20 | 20 | 20 | 20 | 20 | 20 | 20 | 20 | 20 | 20 | 20 | 20 | 20 | 20 | 20 | 20
D3IMPELC | 0 | 0 | 0 | 0 | 0 | 0 | 0 | 0 | 0 | 0 | 0 | 0 | 0 | 0 | 0 | 0 | 0 | 0 | 0 | 0 | 0 | 0 | 0 | 0 | 0 | 0 | 0 | 0 | 0 | 0 | 0 | 0 | 0 | 0 | 0 | 0 | 0 | 0 | 0 | 0 | 0 | 0 | 0 | 0 | 0 | 0 | 0 | 0 | 0 | 0 | 0 | 0 | 0 | 0
D3DSGC00 | 35.31 | 35.31 | 35.31 | 35.31 | 35.31 | 35.31 | 35.31 | 35.31 | 35.31 | 35.31 | 35.31 | 35.31 | 35.31 | 35.31 | 35.31 | 35.31 | 35.31 | 35.31 | 35.31 | 35.31 | 35.31 | 35.31 | 35.31 | 35.31 | 35.31 | 35.31 | 35.31 | 35.31 | 35.31 | 35.31 | 35.31 | 35.31 | 35.31 | 35.31 | 35.31 | 35.31 | 35.31 | 35.31 | 35.31 | 35.31 | 35.31 | 35.31 | 35.31 | 35.31 | 35.31 | 35.31 | 35.31 | 35.31 | 35.31 | 35.31 | 35.31 | 35.31 | 35.31 | 35.31
D3HFGC00 | 35.31 | 35.31 | 35.31 | 35.31 | 35.31 | 35.31 | 35.31 | 35.31 | 35.31 | 35.31 | 35.31 | 35.31 | 35.31 | 35.31 | 35.31 | 35.31 | 35.31 | 35.31 | 35.31 | 35.31 | 35.31 | 35.31 | 35.31 | 35.31 | 35.31 | 35.31 | 35.31 | 35.31 | 35.31 | 35.31 | 35.31 | 35.31 | 35.31 | 35.31 | 35.31 | 35.31 | 35.31 | 35.31 | 35.31 | 35.31 | 35.31 | 35.31 | 35.31 | 35.31 | 35.31 | 35.31 | 35.31 | 35.31 | 35.31 | 35.31 | 35.31 | 35.31 | 35.31 | 35.31
D3NGOC00 | 25.68 | 25.68 | 25.68 | 25.68 | 25.68 | 25.68 | 25.68 | 25.68 | 25.68 | 25.68 | 25.68 | 25.68 | 25.68 | 25.68 | 25.68 | 25.68 | 25.68 | 25.68 | 25.68 | 25.68 | 25.68 | 25.68 | 25.68 | 25.68 | 25.68 | 25.68 | 25.68 | 25.68 | 25.68 | 25.68 | 25.68 | 25.68 | 25.68 | 25.68 | 25.68 | 25.68 | 25.68 | 25.68 | 25.68 | 25.68 | 25.68 | 25.68 | 25.68 | 25.68 | 25.68 | 25.68 | 25.68 | 25.68 | 25.68 | 25.68 | 25.68 | 25.68 | 25.68 | 25.68
D3NGCC00 | 32.1 | 32.1 | 32.1 | 32.1 | 32.1 | 32.1 | 32.1 | 32.1 | 32.1 | 32.1 | 32.1 | 32.1 | 32.1 | 32.1 | 32.1 | 32.1 | 32.1 | 32.1 | 32.1 | 32.1 | 32.1 | 32.1 | 32.1 | 32.1 | 32.1 | 32.1 | 32.1 | 32.1 | 32.1 | 32.1 | 32.1 | 32.1 | 32.1 | 32.1 | 32.1 | 32.1 | 32.1 | 32.1 | 32.1 | 32.1 | 32.1 | 32.1 | 32.1 | 32.1 | 32.1 | 32.1 | 32.1 | 32.1 | 32.1 | 32.1 | 32.1 | 32.1 | 32.1 | 32.1
D3NGEC00 | 35.31 | 35.31 | 35.31 | 35.31 | 35.31 | 35.31 | 35.31 | 35.31 | 35.31 | 35.31 | 35.31 | 35.31 | 35.31 | 35.31 | 35.31 | 35.31 | 35.31 | 35.31 | 35.31 | 35.31 | 35.31 | 35.31 | 35.31 | 35.31 | 35.31 | 35.31 | 35.31 | 35.31 | 35.31 | 35.31 | 35.31 | 35.31 | 35.31 | 35.31 | 35.31 | 35.31 | 35.31 | 35.31 | 35.31 | 35.31 | 35.31 | 35.31 | 35.31 | 35.31 | 35.31 | 35.31 | 35.31 | 35.31 | 35.31 | 35.31 | 35.31 | 35.31 | 35.31 | 35.31
D3BMBC00 | 82.5826 | 82.5826 | 82.5826 | 82.5826 | 82.5826 | 82.5826 | 82.5826 | 82.5826 | 82.5826 | 82.5826 | 82.5826 | 82.5826 | 82.5826 | 82.5826 | 82.5826 | 82.5826 | 82.5826 | 82.5826 | 82.5826 | 82.5826 | 82.5826 | 82.5826 | 82.5826 | 82.5826 | 82.5826 | 82.5826 | 82.5826 | 82.5826 | 82.5826 | 82.5826 | 82.5826 | 82.5826 | 82.5826 | 82.5826 | 82.5826 | 82.5826 | 82.5826 | 82.5826 | 82.5826 | 82.5826 | 82.5826 | 82.5826 | 82.5826 | 82.5826 | 82.5826 | 82.5826 | 82.5826 | 82.5826 | 82.5826 | 82.5826 | 82.5826 | 82.5826 | 82.5826 | 82.5826
D3BWWC00 | 82.5826 | 82.5826 | 82.5826 | 82.5826 | 82.5826 | 82.5826 | 82.5826 | 82.5826 | 82.5826 | 82.5826 | 82.5826 | 82.5826 | 82.5826 | 82.5826 | 82.5826 | 82.5826 | 82.5826 | 82.5826 | 82.5826 | 82.5826 | 82.5826 | 82.5826 | 82.5826 | 82.5826 | 82.5826 | 82.5826 | 82.5826 | 82.5826 | 82.5826 | 82.5826 | 82.5826 | 82.5826 | 82.5826 | 82.5826 | 82.5826 | 82.5826 | 82.5826 | 82.5826 | 82.5826 | 82.5826 | 82.5826 | 82.5826 | 82.5826 | 82.5826 | 82.5826 | 82.5826 | 82.5826 | 82.5826 | 82.5826 | 82.5826 | 82.5826 | 82.5826 | 82.5826 | 82.5826
D3DSBC01 | 33 | 33 | 33 | 33 | 33 | 33 | 33 | 33 | 33 | 33 | 33 | 33 | 33 | 33 | 33 | 33 | 33 | 33 | 33 | 33 | 33 | 33 | 33 | 33 | 33 | 33 | 33 | 33 | 33 | 33 | 33 | 33 | 33 | 33 | 33 | 33 | 33 | 33 | 33 | 33 | 33 | 33 | 33 | 33 | 33 | 33 | 33 | 33 | 33 | 33 | 33 | 33 | 33 | 33
D3DSBC02 | 33 | 33 | 33 | 33 | 33 | 33 | 33 | 33 | 33 | 33 | 33 | 33 | 33 | 33 | 33 | 33 | 33 | 33 | 33 | 33 | 33 | 33 | 33 | 33 | 33 | 33 | 33 | 33 | 33 | 33 | 33 | 33 | 33 | 33 | 33 | 33 | 33 | 33 | 33 | 33 | 33 | 33 | 33 | 33 | 33 | 33 | 33 | 33 | 33 | 33 | 33 | 33 | 33 | 33
D3DSBC03 | 33 | 33 | 33 | 33 | 33 | 33 | 33 | 33 | 33 | 33 | 33 | 33 | 33 | 33 | 33 | 33 | 33 | 33 | 33 | 33 | 33 | 33 | 33 | 33 | 33 | 33 | 33 | 33 | 33 | 33 | 33 | 33 | 33 | 33 | 33 | 33 | 33 | 33 | 33 | 33 | 33 | 33 | 33 | 33 | 33 | 33 | 33 | 33 | 33 | 33 | 33 | 33 | 33 | 33
D3DSBC04 | 33 | 33 | 33 | 33 | 33 | 33 | 33 | 33 | 33 | 33 | 33 | 33 | 33 | 33 | 33 | 33 | 33 | 33 | 33 | 33 | 33 | 33 | 33 | 33 | 33 | 33 | 33 | 33 | 33 | 33 | 33 | 33 | 33 | 33 | 33 | 33 | 33 | 33 | 33 | 33 | 33 | 33 | 33 | 33 | 33 | 33 | 33 | 33 | 33 | 33 | 33 | 33 | 33 | 33
D3DSBC05 | 33 | 33 | 33 | 33 | 33 | 33 | 33 | 33 | 33 | 33 | 33 | 33 | 33 | 33 | 33 | 33 | 33 | 33 | 33 | 33 | 33 | 33 | 33 | 33 | 33 | 33 | 33 | 33 | 33 | 33 | 33 | 33 | 33 | 33 | 33 | 33 | 33 | 33 | 33 | 33 | 33 | 33 | 33 | 33 | 33 | 33 | 33 | 33 | 33 | 33 | 33 | 33 | 33 | 33
D3DSBC06 | 33 | 33 | 33 | 33 | 33 | 33 | 33 | 33 | 33 | 33 | 33 | 33 | 33 | 33 | 33 | 33 | 33 | 33 | 33 | 33 | 33 | 33 | 33 | 33 | 33 | 33 | 33 | 33 | 33 | 33 | 33 | 33 | 33 | 33 | 33 | 33 | 33 | 33 | 33 | 33 | 33 | 33 | 33 | 33 | 33 | 33 | 33 | 33 | 33 | 33 | 33 | 33 | 33 | 33
D3DSBC07 | 33 | 33 | 33 | 33 | 33 | 33 | 33 | 33 | 33 | 33 | 33 | 33 | 33 | 33 | 33 | 33 | 33 | 33 | 33 | 33 | 33 | 33 | 33 | 33 | 33 | 33 | 33 | 33 | 33 | 33 | 33 | 33 | 33 | 33 | 33 | 33 | 33 | 33 | 33 | 33 | 33 | 33 | 33 | 33 | 33 | 33 | 33 | 33 | 33 | 33 | 33 | 33 | 33 | 33
D3DSGC01 | 33 | 33 | 33 | 33 | 33 | 33 | 33 | 33 | 33 | 33 | 33 | 33 | 33 | 33 | 33 | 33 | 33 | 33 | 33 | 33 | 33 | 33 | 33 | 33 | 33 | 33 | 33 | 33 | 33 | 33 | 33 | 33 | 33 | 33 | 33 | 33 | 33 | 33 | 33 | 33 | 33 | 33 | 33 | 33 | 33 | 33 | 33 | 33 | 33 | 33 | 33 | 33 | 33 | 33
D3DSGC02 | 33 | 33 | 33 | 33 | 33 | 33 | 33 | 33 | 33 | 33 | 33 | 33 | 33 | 33 | 33 | 33 | 33 | 33 | 33 | 33 | 33 | 33 | 33 | 33 | 33 | 33 | 33 | 33 | 33 | 33 | 33 | 33 | 33 | 33 | 33 | 33 | 33 | 33 | 33 | 33 | 33 | 33 | 33 | 33 | 33 | 33 | 33 | 33 | 33 | 33 | 33 | 33 | 33 | 33
D3HYRC01 | 90 | 90 | 90 | 90 | 90 | 90 | 90 | 90 | 90 | 90 | 90 | 90 | 90 | 90 | 90 | 90 | 90 | 90 | 90 | 90 | 90 | 90 | 90 | 90 | 90 | 90 | 90 | 90 | 90 | 90 | 90 | 90 | 90 | 90 | 90 | 90 | 90 | 90 | 90 | 90 | 90 | 90 | 90 | 90 | 90 | 90 | 90 | 90 | 90 | 90 | 90 | 90 | 90 | 90
D3HYRC02 | 90 | 90 | 90 | 90 | 90 | 90 | 90 | 90 | 90 | 90 | 90 | 90 | 90 | 90 | 90 | 90 | 90 | 90 | 90 | 90 | 90 | 90 | 90 | 90 | 90 | 90 | 90 | 90 | 90 | 90 | 90 | 90 | 90 | 90 | 90 | 90 | 90 | 90 | 90 | 90 | 90 | 90 | 90 | 90 | 90 | 90 | 90 | 90 | 90 | 90 | 90 | 90 | 90 | 90
D3HYRC03 | 90 | 90 | 90 | 90 | 90 | 90 | 90 | 90 | 90 | 90 | 90 | 90 | 90 | 90 | 90 | 90 | 90 | 90 | 90 | 90 | 90 | 90 | 90 | 90 | 90 | 90 | 90 | 90 | 90 | 90 | 90 | 90 | 90 | 90 | 90 | 90 | 90 | 90 | 90 | 90 | 90 | 90 | 90 | 90 | 90 | 90 | 90 | 90 | 90 | 90 | 90 | 90 | 90 | 90
D3HYOC01 | 90 | 90 | 90 | 90 | 90 | 90 | 90 | 90 | 90 | 90 | 90 | 90 | 90 | 90 | 90 | 90 | 90 | 90 | 90 | 90 | 90 | 90 | 90 | 90 | 90 | 90 | 90 | 90 | 90 | 90 | 90 | 90 | 90 | 90 | 90 | 90 | 90 | 90 | 90 | 90 | 90 | 90 | 90 | 90 | 90 | 90 | 90 | 90 | 90 | 90 | 90 | 90 | 90 | 90
D3SOPC330 | 39.488 | 39.488 | 39.488 | 39.488 | 39.488 | 39.488 | 39.488 | 39.488 | 39.488 | 39.488 | 39.488 | 39.488 | 39.488 | 39.488 | 39.488 | 39.488 | 39.488 | 39.488 | 39.488 | 39.488 | 39.488 | 39.488 | 39.488 | 39.488 | 39.488 | 39.488 | 39.488 | 39.488 | 39.488 | 39.488 | 39.488 | 39.488 | 39.488 | 39.488 | 39.488 | 39.488 | 39.488 | 39.488 | 39.488 | 39.488 | 39.488 | 39.488 | 39.488 | 39.488 | 39.488 | 39.488 | 39.488 | 39.488 | 39.488 | 39.488 | 39.488 | 39.488 | 39.488 | 39.488
D3SOPC331 | 39.488 | 39.488 | 39.488 | 39.488 | 39.488 | 39.488 | 39.488 | 39.488 | 39.488 | 39.488 | 39.488 | 39.488 | 39.488 | 39.488 | 39.488 | 39.488 | 39.488 | 39.488 | 39.488 | 39.488 | 39.488 | 39.488 | 39.488 | 39.488 | 39.488 | 39.488 | 39.488 | 39.488 | 39.488 | 39.488 | 39.488 | 39.488 | 39.488 | 39.488 | 39.488 | 39.488 | 39.488 | 39.488 | 39.488 | 39.488 | 39.488 | 39.488 | 39.488 | 39.488 | 39.488 | 39.488 | 39.488 | 39.488 | 39.488 | 39.488 | 39.488 | 39.488 | 39.488 | 39.488
D3SOPC1616 | 39.488 | 39.488 | 39.488 | 39.488 | 39.488 | 39.488 | 39.488 | 39.488 | 39.488 | 39.488 | 39.488 | 39.488 | 39.488 | 39.488 | 39.488 | 39.488 | 39.488 | 39.488 | 39.488 | 39.488 | 39.488 | 39.488 | 39.488 | 39.488 | 39.488 | 39.488 | 39.488 | 39.488 | 39.488 | 39.488 | 39.488 | 39.488 | 39.488 | 39.488 | 39.488 | 39.488 | 39.488 | 39.488 | 39.488 | 39.488 | 39.488 | 39.488 | 39.488 | 39.488 | 39.488 | 39.488 | 39.488 | 39.488 | 39.488 | 39.488 | 39.488 | 39.488 | 39.488 | 39.488
D3SOTN00 | 78.976 | 78.976 | 78.976 | 78.976 | 78.976 | 78.976 | 78.976 | 78.976 | 78.976 | 78.976 | 78.976 | 78.976 | 78.976 | 78.976 | 78.976 | 78.976 | 78.976 | 78.976 | 78.976 | 78.976 | 78.976 | 78.976 | 78.976 | 78.976 | 78.976 | 78.976 | 78.976 | 78.976 | 78.976 | 78.976 | 78.976 | 78.976 | 78.976 | 78.976 | 78.976 | 78.976 | 78.976 | 78.976 | 78.976 | 78.976 | 78.976 | 78.976 | 78.976 | 78.976 | 78.976 | 78.976 | 78.976 | 78.976 | 78.976 | 78.976 | 78.976 | 78.976 | 78.976 | 78.976
D3SOTS00 | 111.35 | 111.35 | 111.35 | 111.35 | 111.35 | 111.35 | 111.35 | 111.35 | 111.35 | 111.35 | 111.35 | 111.35 | 111.35 | 111.35 | 111.35 | 111.35 | 111.35 | 111.35 | 111.35 | 111.35 | 111.35 | 111.35 | 111.35 | 111.35 | 111.35 | 111.35 | 111.35 | 111.35 | 111.35 | 111.35 | 111.35 | 111.35 | 111.35 | 111.35 | 111.35 | 111.35 | 111.35 | 111.35 | 111.35 | 111.35 | 111.35 | 111.35 | 111.35 | 111.35 | 111.35 | 111.35 | 111.35 | 111.35 | 111.35 | 111.35 | 111.35 | 111.35 | 111.35 | 111.35
D3NGSO00 | 60.51 | 60.51 | 60.51 | 60.51 | 60.51 | 60.51 | 60.51 | 60.51 | 60.51 | 60.51 | 60.51 | 60.51 | 60.51 | 60.51 | 60.51 | 60.51 | 60.51 | 60.51 | 60.51 | 60.51 | 60.51 | 60.51 | 60.51 | 60.51 | 60.51 | 60.51 | 60.51 | 60.51 | 60.51 | 60.51 | 60.51 | 60.51 | 60.51 | 60.51 | 60.51 | 60.51 | 60.51 | 60.51 | 60.51 | 60.51 | 60.51 | 60.51 | 60.51 | 60.51 | 60.51 | 60.51 | 60.51 | 60.51 | 60.51 | 60.51 | 60.51 | 60.51 | 60.51 | 60.51
D3WDLC0 | 78.084 | 78.084 | 78.084 | 78.084 | 78.084 | 78.084 | 78.084 | 78.084 | 78.084 | 78.084 | 78.084 | 78.084 | 78.084 | 78.084 | 78.084 | 78.084 | 78.084 | 78.084 | 78.084 | 78.084 | 78.084 | 78.084 | 78.084 | 78.084 | 78.084 | 78.084 | 78.084 | 78.084 | 78.084 | 78.084 | 78.084 | 78.084 | 78.084 | 78.084 | 78.084 | 78.084 | 78.084 | 78.084 | 78.084 | 78.084 | 78.084 | 78.084 | 78.084 | 78.084 | 78.084 | 78.084 | 78.084 | 78.084 | 78.084 | 78.084 | 78.084 | 78.084 | 78.084 | 78.084
D3WDLC2 | 78.084 | 78.084 | 78.084 | 78.084 | 78.084 | 78.084 | 78.084 | 78.084 | 78.084 | 78.084 | 78.084 | 78.084 | 78.084 | 78.084 | 78.084 | 78.084 | 78.084 | 78.084 | 78.084 | 78.084 | 78.084 | 78.084 | 78.084 | 78.084 | 78.084 | 78.084 | 78.084 | 78.084 | 78.084 | 78.084 | 78.084 | 78.084 | 78.084 | 78.084 | 78.084 | 78.084 | 78.084 | 78.084 | 78.084 | 78.084 | 78.084 | 78.084 | 78.084 | 78.084 | 78.084 | 78.084 | 78.084 | 78.084 | 78.084 | 78.084 | 78.084 | 78.084 | 78.084 | 78.084
D3WDLC1 | 78.084 | 78.084 | 78.084 | 78.084 | 78.084 | 78.084 | 78.084 | 78.084 | 78.084 | 78.084 | 78.084 | 78.084 | 78.084 | 78.084 | 78.084 | 78.084 | 78.084 | 78.084 | 78.084 | 78.084 | 78.084 | 78.084 | 78.084 | 78.084 | 78.084 | 78.084 | 78.084 | 78.084 | 78.084 | 78.084 | 78.084 | 78.084 | 78.084 | 78.084 | 78.084 | 78.084 | 78.084 | 78.084 | 78.084 | 78.084 | 78.084 | 78.084 | 78.084 | 78.084 | 78.084 | 78.084 | 78.084 | 78.084 | 78.084 | 78.084 | 78.084 | 78.084 | 78.084 | 78.084
D3WDLDUM1 | 78.084 | 78.084 | 78.084 | 78.084 | 78.084 | 78.084 | 78.084 | 78.084 | 78.084 | 78.084 | 78.084 | 78.084 | 78.084 | 78.084 | 78.084 | 78.084 | 78.084 | 78.084 | 78.084 | 78.084 | 78.084 | 78.084 | 78.084 | 78.084 | 78.084 | 78.084 | 78.084 | 78.084 | 78.084 | 78.084 | 78.084 | 78.084 | 78.084 | 78.084 | 78.084 | 78.084 | 78.084 | 78.084 | 78.084 | 78.084 | 78.084 | 78.084 | 78.084 | 78.084 | 78.084 | 78.084 | 78.084 | 78.084 | 78.084 | 78.084 | 78.084 | 78.084 | 78.084 | 78.084
D3WDLDUM2 | 78.084 | 78.084 | 78.084 | 78.084 | 78.084 | 78.084 | 78.084 | 78.084 | 78.084 | 78.084 | 78.084 | 78.084 | 78.084 | 78.084 | 78.084 | 78.084 | 78.084 | 78.084 | 78.084 | 78.084 | 78.084 | 78.084 | 78.084 | 78.084 | 78.084 | 78.084 | 78.084 | 78.084 | 78.084 | 78.084 | 78.084 | 78.084 | 78.084 | 78.084 | 78.084 | 78.084 | 78.084 | 78.084 | 78.084 | 78.084 | 78.084 | 78.084 | 78.084 | 78.084 | 78.084 | 78.084 | 78.084 | 78.084 | 78.084 | 78.084 | 78.084 | 78.084 | 78.084 | 78.084
D3WDLDUM3 | 78.084 | 78.084 | 78.084 | 78.084 | 78.084 | 78.084 | 78.084 | 78.084 | 78.084 | 78.084 | 78.084 | 78.084 | 78.084 | 78.084 | 78.084 | 78.084 | 78.084 | 78.084 | 78.084 | 78.084 | 78.084 | 78.084 | 78.084 | 78.084 | 78.084 | 78.084 | 78.084 | 78.084 | 78.084 | 78.084 | 78.084 | 78.084 | 78.084 | 78.084 | 78.084 | 78.084 | 78.084 | 78.084 | 78.084 | 78.084 | 78.084 | 78.084 | 78.084 | 78.084 | 78.084 | 78.084 | 78.084 | 78.084 | 78.084 | 78.084 | 78.084 | 78.084 | 78.084 | 78.084
D3WDLDUM4 | 78.084 | 78.084 | 78.084 | 78.084 | 78.084 | 78.084 | 78.084 | 78.084 | 78.084 | 78.084 | 78.084 | 78.084 | 78.084 | 78.084 | 78.084 | 78.084 | 78.084 | 78.084 | 78.084 | 78.084 | 78.084 | 78.084 | 78.084 | 78.084 | 78.084 | 78.084 | 78.084 | 78.084 | 78.084 | 78.084 | 78.084 | 78.084 | 78.084 | 78.084 | 78.084 | 78.084 | 78.084 | 78.084 | 78.084 | 78.084 | 78.084 | 78.084 | 78.084 | 78.084 | 78.084 | 78.084 | 78.084 | 78.084 | 78.084 | 78.084 | 78.084 | 78.084 | 78.084 | 78.084
D3WDLDUM5 | 78.084 | 78.084 | 78.084 | 78.084 | 78.084 | 78.084 | 78.084 | 78.084 | 78.084 | 78.084 | 78.084 | 78.084 | 78.084 | 78.084 | 78.084 | 78.084 | 78.084 | 78.084 | 78.084 | 78.084 | 78.084 | 78.084 | 78.084 | 78.084 | 78.084 | 78.084 | 78.084 | 78.084 | 78.084 | 78.084 | 78.084 | 78.084 | 78.084 | 78.084 | 78.084 | 78.084 | 78.084 | 78.084 | 78.084 | 78.084 | 78.084 | 78.084 | 78.084 | 78.084 | 78.084 | 78.084 | 78.084 | 78.084 | 78.084 | 78.084 | 78.084 | 78.084 | 78.084 | 78.084
D3WDLDUM6 | 78.084 | 78.084 | 78.084 | 78.084 | 78.084 | 78.084 | 78.084 | 78.084 | 78.084 | 78.084 | 78.084 | 78.084 | 78.084 | 78.084 | 78.084 | 78.084 | 78.084 | 78.084 | 78.084 | 78.084 | 78.084 | 78.084 | 78.084 | 78.084 | 78.084 | 78.084 | 78.084 | 78.084 | 78.084 | 78.084 | 78.084 | 78.084 | 78.084 | 78.084 | 78.084 | 78.084 | 78.084 | 78.084 | 78.084 | 78.084 | 78.084 | 78.084 | 78.084 | 78.084 | 78.084 | 78.084 | 78.084 | 78.084 | 78.084 | 78.084 | 78.084 | 78.084 | 78.084 | 78.084
D3WDLDUM7 | 78.084 | 78.084 | 78.084 | 78.084 | 78.084 | 78.084 | 78.084 | 78.084 | 78.084 | 78.084 | 78.084 | 78.084 | 78.084 | 78.084 | 78.084 | 78.084 | 78.084 | 78.084 | 78.084 | 78.084 | 78.084 | 78.084 | 78.084 | 78.084 | 78.084 | 78.084 | 78.084 | 78.084 | 78.084 | 78.084 | 78.084 | 78.084 | 78.084 | 78.084 | 78.084 | 78.084 | 78.084 | 78.084 | 78.084 | 78.084 | 78.084 | 78.084 | 78.084 | 78.084 | 78.084 | 78.084 | 78.084 | 78.084 | 78.084 | 78.084 | 78.084 | 78.084 | 78.084 | 78.084
D3HLT0031 | 123.525 | 123.525 | 123.525 | 123.525 | 123.525 | 123.525 | 123.525 | 123.525 | 123.525 | 123.525 | 123.525 | 123.525 | 123.525 | 123.525 | 123.525 | 123.525 | 123.525 | 123.525 | 123.525 | 123.525 | 123.525 | 123.525 | 123.525 | 123.525 | 123.525 | 123.525 | 123.525 | 123.525 | 123.525 | 123.525 | 123.525 | 123.525 | 123.525 | 123.525 | 123.525 | 123.525 | 123.525 | 123.525 | 123.525 | 123.525 | 123.525 | 123.525 | 123.525 | 123.525 | 123.525 | 123.525 | 123.525 | 123.525 | 123.525 | 123.525 | 123.525 | 123.525 | 123.525 | 123.525
D3HSF0421 | 140.675 | 140.675 | 140.675 | 140.675 | 140.675 | 140.675 | 140.675 | 140.675 | 140.675 | 140.675 | 140.675 | 140.675 | 140.675 | 140.675 | 140.675 | 140.675 | 140.675 | 140.675 | 140.675 | 140.675 | 140.675 | 140.675 | 140.675 | 140.675 | 140.675 | 140.675 | 140.675 | 140.675 | 140.675 | 140.675 | 140.675 | 140.675 | 140.675 | 140.675 | 140.675 | 140.675 | 140.675 | 140.675 | 140.675 | 140.675 | 140.675 | 140.675 | 140.675 | 140.675 | 140.675 | 140.675 | 140.675 | 140.675 | 140.675 | 140.675 | 140.675 | 140.675 | 140.675 | 140.675
D3HSF0540 | 143.15 | 143.15 | 143.15 | 143.15 | 143.15 | 143.15 | 143.15 | 143.15 | 143.15 | 143.15 | 143.15 | 143.15 | 143.15 | 143.15 | 143.15 | 143.15 | 143.15 | 143.15 | 143.15 | 143.15 | 143.15 | 143.15 | 143.15 | 143.15 | 143.15 | 143.15 | 143.15 | 143.15 | 143.15 | 143.15 | 143.15 | 143.15 | 143.15 | 143.15 | 143.15 | 143.15 | 143.15 | 143.15 | 143.15 | 143.15 | 143.15 | 143.15 | 143.15 | 143.15 | 143.15 | 143.15 | 143.15 | 143.15 | 143.15 | 143.15 | 143.15 | 143.15 | 143.15 | 143.15
D3HSF0759 | 120.85 | 120.85 | 120.85 | 120.85 | 120.85 | 120.85 | 120.85 | 120.85 | 120.85 | 120.85 | 120.85 | 120.85 | 120.85 | 120.85 | 120.85 | 120.85 | 120.85 | 120.85 | 120.85 | 120.85 | 120.85 | 120.85 | 120.85 | 120.85 | 120.85 | 120.85 | 120.85 | 120.85 | 120.85 | 120.85 | 120.85 | 120.85 | 120.85 | 120.85 | 120.85 | 120.85 | 120.85 | 120.85 | 120.85 | 120.85 | 120.85 | 120.85 | 120.85 | 120.85 | 120.85 | 120.85 | 120.85 | 120.85 | 120.85 | 120.85 | 120.85 | 120.85 | 120.85 | 120.85
D3HSF0763 | 152.875 | 152.875 | 152.875 | 152.875 | 152.875 | 152.875 | 152.875 | 152.875 | 152.875 | 152.875 | 152.875 | 152.875 | 152.875 | 152.875 | 152.875 | 152.875 | 152.875 | 152.875 | 152.875 | 152.875 | 152.875 | 152.875 | 152.875 | 152.875 | 152.875 | 152.875 | 152.875 | 152.875 | 152.875 | 152.875 | 152.875 | 152.875 | 152.875 | 152.875 | 152.875 | 152.875 | 152.875 | 152.875 | 152.875 | 152.875 | 152.875 | 152.875 | 152.875 | 152.875 | 152.875 | 152.875 | 152.875 | 152.875 | 152.875 | 152.875 | 152.875 | 152.875 | 152.875 | 152.875
D3HSF0856 | 159.275 | 159.275 | 159.275 | 159.275 | 159.275 | 159.275 | 159.275 | 159.275 | 159.275 | 159.275 | 159.275 | 159.275 | 159.275 | 159.275 | 159.275 | 159.275 | 159.275 | 159.275 | 159.275 | 159.275 | 159.275 | 159.275 | 159.275 | 159.275 | 159.275 | 159.275 | 159.275 | 159.275 | 159.275 | 159.275 | 159.275 | 159.275 | 159.275 | 159.275 | 159.275 | 159.275 | 159.275 | 159.275 | 159.275 | 159.275 | 159.275 | 159.275 | 159.275 | 159.275 | 159.275 | 159.275 | 159.275 | 159.275 | 159.275 | 159.275 | 159.275 | 159.275 | 159.275 | 159.275
D3HSF0931 | 116.9 | 116.9 | 116.9 | 116.9 | 116.9 | 116.9 | 116.9 | 116.9 | 116.9 | 116.9 | 116.9 | 116.9 | 116.9 | 116.9 | 116.9 | 116.9 | 116.9 | 116.9 | 116.9 | 116.9 | 116.9 | 116.9 | 116.9 | 116.9 | 116.9 | 116.9 | 116.9 | 116.9 | 116.9 | 116.9 | 116.9 | 116.9 | 116.9 | 116.9 | 116.9 | 116.9 | 116.9 | 116.9 | 116.9 | 116.9 | 116.9 | 116.9 | 116.9 | 116.9 | 116.9 | 116.9 | 116.9 | 116.9 | 116.9 | 116.9 | 116.9 | 116.9 | 116.9 | 116.9
D3HSF0939 | 148.05 | 148.05 | 148.05 | 148.05 | 148.05 | 148.05 | 148.05 | 148.05 | 148.05 | 148.05 | 148.05 | 148.05 | 148.05 | 148.05 | 148.05 | 148.05 | 148.05 | 148.05 | 148.05 | 148.05 | 148.05 | 148.05 | 148.05 | 148.05 | 148.05 | 148.05 | 148.05 | 148.05 | 148.05 | 148.05 | 148.05 | 148.05 | 148.05 | 148.05 | 148.05 | 148.05 | 148.05 | 148.05 | 148.05 | 148.05 | 148.05 | 148.05 | 148.05 | 148.05 | 148.05 | 148.05 | 148.05 | 148.05 | 148.05 | 148.05 | 148.05 | 148.05 | 148.05 | 148.05
D3HLT0027 | 153.1 | 153.1 | 153.1 | 153.1 | 153.1 | 153.1 | 153.1 | 153.1 | 153.1 | 153.1 | 153.1 | 153.1 | 153.1 | 153.1 | 153.1 | 153.1 | 153.1 | 153.1 | 153.1 | 153.1 | 153.1 | 153.1 | 153.1 | 153.1 | 153.1 | 153.1 | 153.1 | 153.1 | 153.1 | 153.1 | 153.1 | 153.1 | 153.1 | 153.1 | 153.1 | 153.1 | 153.1 | 153.1 | 153.1 | 153.1 | 153.1 | 153.1 | 153.1 | 153.1 | 153.1 | 153.1 | 153.1 | 153.1 | 153.1 | 153.1 | 153.1 | 153.1 | 153.1 | 153.1
D3HLT0030 | 120.8 | 120.8 | 120.8 | 120.8 | 120.8 | 120.8 | 120.8 | 120.8 | 120.8 | 120.8 | 120.8 | 120.8 | 120.8 | 120.8 | 120.8 | 120.8 | 120.8 | 120.8 | 120.8 | 120.8 | 120.8 | 120.8 | 120.8 | 120.8 | 120.8 | 120.8 | 120.8 | 120.8 | 120.8 | 120.8 | 120.8 | 120.8 | 120.8 | 120.8 | 120.8 | 120.8 | 120.8 | 120.8 | 120.8 | 120.8 | 120.8 | 120.8 | 120.8 | 120.8 | 120.8 | 120.8 | 120.8 | 120.8 | 120.8 | 120.8 | 120.8 | 120.8 | 120.8 | 120.8
D3HLT0040 | 115.025 | 115.025 | 115.025 | 115.025 | 115.025 | 115.025 | 115.025 | 115.025 | 115.025 | 115.025 | 115.025 | 115.025 | 115.025 | 115.025 | 115.025 | 115.025 | 115.025 | 115.025 | 115.025 | 115.025 | 115.025 | 115.025 | 115.025 | 115.025 | 115.025 | 115.025 | 115.025 | 115.025 | 115.025 | 115.025 | 115.025 | 115.025 | 115.025 | 115.025 | 115.025 | 115.025 | 115.025 | 115.025 | 115.025 | 115.025 | 115.025 | 115.025 | 115.025 | 115.025 | 115.025 | 115.025 | 115.025 | 115.025 | 115.025 | 115.025 | 115.025 | 115.025 | 115.025 | 115.025
D3HLT0046 | 102.1 | 102.1 | 102.1 | 102.1 | 102.1 | 102.1 | 102.1 | 102.1 | 102.1 | 102.1 | 102.1 | 102.1 | 102.1 | 102.1 | 102.1 | 102.1 | 102.1 | 102.1 | 102.1 | 102.1 | 102.1 | 102.1 | 102.1 | 102.1 | 102.1 | 102.1 | 102.1 | 102.1 | 102.1 | 102.1 | 102.1 | 102.1 | 102.1 | 102.1 | 102.1 | 102.1 | 102.1 | 102.1 | 102.1 | 102.1 | 102.1 | 102.1 | 102.1 | 102.1 | 102.1 | 102.1 | 102.1 | 102.1 | 102.1 | 102.1 | 102.1 | 102.1 | 102.1 | 102.1
D3HLT0067 | 126.525 | 126.525 | 126.525 | 126.525 | 126.525 | 126.525 | 126.525 | 126.525 | 126.525 | 126.525 | 126.525 | 126.525 | 126.525 | 126.525 | 126.525 | 126.525 | 126.525 | 126.525 | 126.525 | 126.525 | 126.525 | 126.525 | 126.525 | 126.525 | 126.525 | 126.525 | 126.525 | 126.525 | 126.525 | 126.525 | 126.525 | 126.525 | 126.525 | 126.525 | 126.525 | 126.525 | 126.525 | 126.525 | 126.525 | 126.525 | 126.525 | 126.525 | 126.525 | 126.525 | 126.525 | 126.525 | 126.525 | 126.525 | 126.525 | 126.525 | 126.525 | 126.525 | 126.525 | 126.525
D3HSF0911 | 136.9 | 136.9 | 136.9 | 136.9 | 136.9 | 136.9 | 136.9 | 136.9 | 136.9 | 136.9 | 136.9 | 136.9 | 136.9 | 136.9 | 136.9 | 136.9 | 136.9 | 136.9 | 136.9 | 136.9 | 136.9 | 136.9 | 136.9 | 136.9 | 136.9 | 136.9 | 136.9 | 136.9 | 136.9 | 136.9 | 136.9 | 136.9 | 136.9 | 136.9 | 136.9 | 136.9 | 136.9 | 136.9 | 136.9 | 136.9 | 136.9 | 136.9 | 136.9 | 136.9 | 136.9 | 136.9 | 136.9 | 136.9 | 136.9 | 136.9 | 136.9 | 136.9 | 136.9 | 136.9
D3HSF0982 | 115.5 | 115.5 | 115.5 | 115.5 | 115.5 | 115.5 | 115.5 | 115.5 | 115.5 | 115.5 | 115.5 | 115.5 | 115.5 | 115.5 | 115.5 | 115.5 | 115.5 | 115.5 | 115.5 | 115.5 | 115.5 | 115.5 | 115.5 | 115.5 | 115.5 | 115.5 | 115.5 | 115.5 | 115.5 | 115.5 | 115.5 | 115.5 | 115.5 | 115.5 | 115.5 | 115.5 | 115.5 | 115.5 | 115.5 | 115.5 | 115.5 | 115.5 | 115.5 | 115.5 | 115.5 | 115.5 | 115.5 | 115.5 | 115.5 | 115.5 | 115.5 | 115.5 | 115.5 | 115.5
D3HLT0033 | 61.625 | 61.625 | 61.625 | 61.625 | 61.625 | 61.625 | 61.625 | 61.625 | 61.625 | 61.625 | 61.625 | 61.625 | 61.625 | 61.625 | 61.625 | 61.625 | 61.625 | 61.625 | 61.625 | 61.625 | 61.625 | 61.625 | 61.625 | 61.625 | 61.625 | 61.625 | 61.625 | 61.625 | 61.625 | 61.625 | 61.625 | 61.625 | 61.625 | 61.625 | 61.625 | 61.625 | 61.625 | 61.625 | 61.625 | 61.625 | 61.625 | 61.625 | 61.625 | 61.625 | 61.625 | 61.625 | 61.625 | 61.625 | 61.625 | 61.625 | 61.625 | 61.625 | 61.625 | 61.625
D3HSFO01 | 162.135 | 162.135 | 162.135 | 162.135 | 162.135 | 162.135 | 162.135 | 162.135 | 162.135 | 162.135 | 162.135 | 162.135 | 162.135 | 162.135 | 162.135 | 162.135 | 162.135 | 162.135 | 162.135 | 162.135 | 162.135 | 162.135 | 162.135 | 162.135 | 162.135 | 162.135 | 162.135 | 162.135 | 162.135 | 162.135 | 162.135 | 162.135 | 162.135 | 162.135 | 162.135 | 162.135 | 162.135 | 162.135 | 162.135 | 162.135 | 162.135 | 162.135 | 162.135 | 162.135 | 162.135 | 162.135 | 162.135 | 162.135 | 162.135 | 162.135 | 162.135 | 162.135 | 162.135 | 162.135
D3HSFO02 | 172.4625 | 172.4625 | 172.4625 | 172.4625 | 172.4625 | 172.4625 | 172.4625 | 172.4625 | 172.4625 | 172.4625 | 172.4625 | 172.4625 | 172.4625 | 172.4625 | 172.4625 | 172.4625 | 172.4625 | 172.4625 | 172.4625 | 172.4625 | 172.4625 | 172.4625 | 172.4625 | 172.4625 | 172.4625 | 172.4625 | 172.4625 | 172.4625 | 172.4625 | 172.4625 | 172.4625 | 172.4625 | 172.4625 | 172.4625 | 172.4625 | 172.4625 | 172.4625 | 172.4625 | 172.4625 | 172.4625 | 172.4625 | 172.4625 | 172.4625 | 172.4625 | 172.4625 | 172.4625 | 172.4625 | 172.4625 | 172.4625 | 172.4625 | 172.4625 | 172.4625 | 172.4625 | 172.4625
D3HSFO03 | 180.8775 | 180.8775 | 180.8775 | 180.8775 | 180.8775 | 180.8775 | 180.8775 | 180.8775 | 180.8775 | 180.8775 | 180.8775 | 180.8775 | 180.8775 | 180.8775 | 180.8775 | 180.8775 | 180.8775 | 180.8775 | 180.8775 | 180.8775 | 180.8775 | 180.8775 | 180.8775 | 180.8775 | 180.8775 | 180.8775 | 180.8775 | 180.8775 | 180.8775 | 180.8775 | 180.8775 | 180.8775 | 180.8775 | 180.8775 | 180.8775 | 180.8775 | 180.8775 | 180.8775 | 180.8775 | 180.8775 | 180.8775 | 180.8775 | 180.8775 | 180.8775 | 180.8775 | 180.8775 | 180.8775 | 180.8775 | 180.8775 | 180.8775 | 180.8775 | 180.8775 | 180.8775 | 180.8775

## VariableCost
MODE OF OPERATION | TECHNOLOGY | 2020 | 2021 | 2022 | 2023 | 2024 | 2025 | 2026 | 2027 | 2028 | 2029 | 2030 | 2031 | 2032 | 2033 | 2034 | 2035 | 2036 | 2037 | 2038 | 2039 | 2040 | 2041 | 2042 | 2043 | 2044 | 2045 | 2046 | 2047 | 2048 | 2049 | 2050 | 2051 | 2052 | 2053 | 2054 | 2055 | 2056 | 2057 | 2058 | 2059 | 2060 | 2061 | 2062 | 2063 | 2061 | 2062 | 2063 | 2064 | 2065 | 2066 | 2067 | 2068 | 2069 | 2070
1 | D3DMRELC01 | 1e-05 | 1e-05 | 1e-05 | 1e-05 | 1e-05 | 1e-05 | 1e-05 | 1e-05 | 1e-05 | 1e-05 | 1e-05 | 1e-05 | 1e-05 | 1e-05 | 1e-05 | 1e-05 | 1e-05 | 1e-05 | 1e-05 | 1e-05 | 1e-05 | 1e-05 | 1e-05 | 1e-05 | 1e-05 | 1e-05 | 1e-05 | 1e-05 | 1e-05 | 1e-05 | 1e-05 | 1e-05 | 1e-05 | 1e-05 | 1e-05 | 1e-05 | 1e-05 | 1e-05 | 1e-05 | 1e-05 | 1e-05 | 1e-05 | 1e-05 | 1e-05 | 1e-05 | 1e-05 | 1e-05 | 1e-05 | 1e-05 | 1e-05 | 1e-05
1 | D3DMIELC01 | 1e-05 | 1e-05 | 1e-05 | 1e-05 | 1e-05 | 1e-05 | 1e-05 | 1e-05 | 1e-05 | 1e-05 | 1e-05 | 1e-05 | 1e-05 | 1e-05 | 1e-05 | 1e-05 | 1e-05 | 1e-05 | 1e-05 | 1e-05 | 1e-05 | 1e-05 | 1e-05 | 1e-05 | 1e-05 | 1e-05 | 1e-05 | 1e-05 | 1e-05 | 1e-05 | 1e-05 | 1e-05 | 1e-05 | 1e-05 | 1e-05 | 1e-05 | 1e-05 | 1e-05 | 1e-05 | 1e-05 | 1e-05 | 1e-05 | 1e-05 | 1e-05 | 1e-05 | 1e-05 | 1e-05 | 1e-05 | 1e-05 | 1e-05 | 1e-05
1 | D3DMOELC01 | 1e-05 | 1e-05 | 1e-05 | 1e-05 | 1e-05 | 1e-05 | 1e-05 | 1e-05 | 1e-05 | 1e-05 | 1e-05 | 1e-05 | 1e-05 | 1e-05 | 1e-05 | 1e-05 | 1e-05 | 1e-05 | 1e-05 | 1e-05 | 1e-05 | 1e-05 | 1e-05 | 1e-05 | 1e-05 | 1e-05 | 1e-05 | 1e-05 | 1e-05 | 1e-05 | 1e-05 | 1e-05 | 1e-05 | 1e-05 | 1e-05 | 1e-05 | 1e-05 | 1e-05 | 1e-05 | 1e-05 | 1e-05 | 1e-05 | 1e-05 | 1e-05 | 1e-05 | 1e-05 | 1e-05 | 1e-05 | 1e-05 | 1e-05 | 1e-05
1 | D3BM00X00 | 1e-05 | 1e-05 | 1e-05 | 1e-05 | 1e-05 | 1e-05 | 1e-05 | 1e-05 | 1e-05 | 1e-05 | 1e-05 | 1e-05 | 1e-05 | 1e-05 | 1e-05 | 1e-05 | 1e-05 | 1e-05 | 1e-05 | 1e-05 | 1e-05 | 1e-05 | 1e-05 | 1e-05 | 1e-05 | 1e-05 | 1e-05 | 1e-05 | 1e-05 | 1e-05 | 1e-05 | 1e-05 | 1e-05 | 1e-05 | 1e-05 | 1e-05 | 1e-05 | 1e-05 | 1e-05 | 1e-05 | 1e-05 | 1e-05 | 1e-05 | 1e-05 | 1e-05 | 1e-05 | 1e-05 | 1e-05 | 1e-05 | 1e-05 | 1e-05
1 | D3BW00X00 | 10.3 | 10.3 | 10.3 | 10.3 | 10.3 | 10.3 | 10.3 | 10.3 | 10.3 | 10.3 | 10.3 | 10.3 | 10.3 | 10.3 | 10.3 | 10.3 | 10.3 | 10.3 | 10.3 | 10.3 | 10.3 | 10.3 | 10.3 | 10.3 | 10.3 | 10.3 | 10.3 | 10.3 | 10.3 | 10.3 | 10.3 | 10.3 | 10.3 | 10.3 | 10.3 | 0 | 0 | 0 | 0 | 0 | 0 | 0 | 0 | 0 | 0 | 0 | 0 | 0 | 0 | 0 | 0
1 | D3HY00X00 | 0 | 0 | 0 | 0 | 0 | 0 | 0 | 0 | 0 | 0 | 0 | 0 | 0 | 0 | 0 | 0 | 0 | 0 | 0 | 0 | 0 | 0 | 0 | 0 | 0 | 0 | 0 | 0 | 0 | 0 | 0 | 0 | 0 | 0 | 0 | 0 | 0 | 0 | 0 | 0 | 0 | 0 | 0 | 0 | 0 | 0 | 0 | 0 | 0 | 0 | 0
1 | D3SO00X00 | 0 | 0 | 0 | 0 | 0 | 0 | 0 | 0 | 0 | 0 | 0 | 0 | 0 | 0 | 0 | 0 | 0 | 0 | 0 | 0 | 0 | 0 | 0 | 0 | 0 | 0 | 0 | 0 | 0 | 0 | 0 | 0 | 0 | 0 | 0 | 0 | 0 | 0 | 0 | 0 | 0 | 0 | 0 | 0 | 0 | 0 | 0 | 0 | 0 | 0 | 0
1 | D3WD00X00 | 0 | 0 | 0 | 0 | 0 | 0 | 0 | 0 | 0 | 0 | 0 | 0 | 0 | 0 | 0 | 0 | 0 | 0 | 0 | 0 | 0 | 0 | 0 | 0 | 0 | 0 | 0 | 0 | 0 | 0 | 0 | 0 | 0 | 0 | 0 | 0 | 0 | 0 | 0 | 0 | 0 | 0 | 0 | 0 | 0 | 0 | 0 | 0 | 0 | 0 | 0
1 | D3HF00I00 | 13.95 | 14.55 | 15.15 | 15.75 | 16.35 | 16.95 | 17.55 | 18.15 | 18.75 | 19.35 | 19.95 | 20.19 | 20.43 | 20.67 | 20.91 | 21.15 | 21.39 | 21.63 | 21.87 | 22.11 | 22.35 | 22.35 | 22.35 | 22.35 | 22.35 | 22.35 | 22.35 | 22.35 | 22.35 | 22.35 | 22.35 | 22.35 | 22.35 | 22.35 | 22.35 | 0 | 0 | 0 | 0 | 0 | 0 | 0 | 0 | 0 | 0 | 0 | 0 | 0 | 0 | 0 | 0
1 | D3DS00I00 | 20.45 | 21.33 | 22.21 | 23.09 | 23.97 | 24.85 | 25.73 | 26.61 | 27.5 | 28.38 | 29.25 | 29.6 | 29.94 | 30.29 | 30.63 | 30.98 | 31.32 | 31.67 | 32.01 | 32.36 | 32.7 | 32.7 | 32.7 | 32.7 | 32.7 | 32.7 | 32.7 | 32.7 | 32.7 | 32.7 | 32.7 | 32.7 | 32.7 | 32.7 | 32.7 | 0 | 0 | 0 | 0 | 0 | 0 | 0 | 0 | 0 | 0 | 0 | 0 | 0 | 0 | 0 | 0
1 | D3NG00X00 | 11.1 | 11.34 | 11.58 | 11.82 | 12.06 | 12.3 | 12.54 | 12.78 | 13.02 | 13.26 | 13.5 | 13.83 | 14.16 | 14.49 | 14.82 | 15.15 | 15.48 | 15.81 | 16.14 | 16.47 | 16.8 | 16.8 | 16.8 | 16.8 | 16.8 | 16.8 | 16.8 | 16.8 | 16.8 | 16.8 | 16.8 | 16.8 | 16.8 | 16.8 | 16.8 | 0 | 0 | 0 | 0 | 0 | 0 | 0 | 0 | 0 | 0 | 0 | 0 | 0 | 0 | 0 | 0
1 | D3CO00X00 | 3.2 | 3.22 | 3.24 | 3.26 | 3.28 | 3.3 | 3.32 | 3.34 | 3.36 | 3.38 | 3.4 | 3.43 | 3.46 | 3.49 | 3.52 | 3.55 | 3.58 | 3.61 | 3.64 | 3.67 | 3.7 | 3.7 | 3.7 | 3.7 | 3.7 | 3.7 | 3.7 | 3.7 | 3.7 | 3.7 | 3.7 | 3.7 | 3.7 | 3.7 | 3.7 | 0 | 0 | 0 | 0 | 0 | 0 | 0 | 0 | 0 | 0 | 0 | 0 | 0 | 0 | 0 | 0
1 | D3PWRTRN | 0 | 0 | 0 | 0 | 0 | 0 | 0 | 0 | 0 | 0 | 0 | 0 | 0 | 0 | 0 | 0 | 0 | 0 | 0 | 0 | 0 | 0 | 0 | 0 | 0 | 0 | 0 | 0 | 0 | 0 | 0 | 0 | 0 | 0 | 0 | 0 | 0 | 0 | 0 | 0 | 0 | 0 | 0 | 0 | 0 | 0 | 0 | 0 | 0 | 0 | 0
1 | D3IMPELC | 999 | 999 | 999 | 999 | 999 | 999 | 999 | 999 | 999 | 999 | 999 | 999 | 999 | 999 | 999 | 999 | 999 | 999 | 999 | 999 | 999 | 999 | 999 | 999 | 999 | 999 | 999 | 999 | 999 | 999 | 999 | 999 | 999 | 999 | 999 | 0 | 0 | 0 | 0 | 0 | 0 | 0 | 0 | 0 | 0 | 0 | 0 | 0 | 0 | 0 | 0
1 | D3DSGC00 | 0 | 0 | 0 | 0 | 0 | 0 | 0 | 0 | 0 | 0 | 0 | 0 | 0 | 0 | 0 | 0 | 0 | 0 | 0 | 0 | 0 | 0 | 0 | 0 | 0 | 0 | 0 | 0 | 0 | 0 | 0 | 0 | 0 | 0 | 0 | 0 | 0 | 0 | 0 | 0 | 0 | 0 | 0 | 0 | 0 | 0 | 0 | 0 | 0 | 0 | 0
1 | D3HFGC00 | 0 | 0 | 0 | 0 | 0 | 0 | 0 | 0 | 0 | 0 | 0 | 0 | 0 | 0 | 0 | 0 | 0 | 0 | 0 | 0 | 0 | 0 | 0 | 0 | 0 | 0 | 0 | 0 | 0 | 0 | 0 | 0 | 0 | 0 | 0 | 0 | 0 | 0 | 0 | 0 | 0 | 0 | 0 | 0 | 0 | 0 | 0 | 0 | 0 | 0 | 0
1 | D3NGOC00 | 0 | 0 | 0 | 0 | 0 | 0 | 0 | 0 | 0 | 0 | 0 | 0 | 0 | 0 | 0 | 0 | 0 | 0 | 0 | 0 | 0 | 0 | 0 | 0 | 0 | 0 | 0 | 0 | 0 | 0 | 0 | 0 | 0 | 0 | 0 | 0 | 0 | 0 | 0 | 0 | 0 | 0 | 0 | 0 | 0 | 0 | 0 | 0 | 0 | 0 | 0
1 | D3NGCC00 | 0 | 0 | 0 | 0 | 0 | 0 | 0 | 0 | 0 | 0 | 0 | 0 | 0 | 0 | 0 | 0 | 0 | 0 | 0 | 0 | 0 | 0 | 0 | 0 | 0 | 0 | 0 | 0 | 0 | 0 | 0 | 0 | 0 | 0 | 0 | 0 | 0 | 0 | 0 | 0 | 0 | 0 | 0 | 0 | 0 | 0 | 0 | 0 | 0 | 0 | 0
1 | D3NGEC00 | 0 | 0 | 0 | 0 | 0 | 0 | 0 | 0 | 0 | 0 | 0 | 0 | 0 | 0 | 0 | 0 | 0 | 0 | 0 | 0 | 0 | 0 | 0 | 0 | 0 | 0 | 0 | 0 | 0 | 0 | 0 | 0 | 0 | 0 | 0 | 0 | 0 | 0 | 0 | 0 | 0 | 0 | 0 | 0 | 0 | 0 | 0 | 0 | 0 | 0 | 0
1 | D3BMBC00 | 4.47 | 4.47 | 4.47 | 4.47 | 4.47 | 4.47 | 4.47 | 4.47 | 4.47 | 4.47 | 4.47 | 4.47 | 4.47 | 4.47 | 4.47 | 4.47 | 4.47 | 4.47 | 4.47 | 4.47 | 4.47 | 4.47 | 4.47 | 4.47 | 4.47 | 4.47 | 4.47 | 4.47 | 4.47 | 4.47 | 4.47 | 4.47 | 4.47 | 4.47 | 4.47 | 0 | 0 | 0 | 0 | 0 | 0 | 0 | 0 | 0 | 0 | 0 | 0 | 0 | 0 | 0 | 0
1 | D3BWWC00 | 4.47 | 4.47 | 4.47 | 4.47 | 4.47 | 4.47 | 4.47 | 4.47 | 4.47 | 4.47 | 4.47 | 4.47 | 4.47 | 4.47 | 4.47 | 4.47 | 4.47 | 4.47 | 4.47 | 4.47 | 4.47 | 4.47 | 4.47 | 4.47 | 4.47 | 4.47 | 4.47 | 4.47 | 4.47 | 4.47 | 4.47 | 4.47 | 4.47 | 4.47 | 4.47 | 0 | 0 | 0 | 0 | 0 | 0 | 0 | 0 | 0 | 0 | 0 | 0 | 0 | 0 | 0 | 0
1 | D3DSBC01 | 0 | 0 | 0 | 0 | 0 | 0 | 0 | 0 | 0 | 0 | 0 | 0 | 0 | 0 | 0 | 0 | 0 | 0 | 0 | 0 | 0 | 0 | 0 | 0 | 0 | 0 | 0 | 0 | 0 | 0 | 0 | 0 | 0 | 0 | 0 | 0 | 0 | 0 | 0 | 0 | 0 | 0 | 0 | 0 | 0 | 0 | 0 | 0 | 0 | 0 | 0
1 | D3DSBC02 | 0 | 0 | 0 | 0 | 0 | 0 | 0 | 0 | 0 | 0 | 0 | 0 | 0 | 0 | 0 | 0 | 0 | 0 | 0 | 0 | 0 | 0 | 0 | 0 | 0 | 0 | 0 | 0 | 0 | 0 | 0 | 0 | 0 | 0 | 0 | 0 | 0 | 0 | 0 | 0 | 0 | 0 | 0 | 0 | 0 | 0 | 0 | 0 | 0 | 0 | 0
1 | D3DSBC03 | 0 | 0 | 0 | 0 | 0 | 0 | 0 | 0 | 0 | 0 | 0 | 0 | 0 | 0 | 0 | 0 | 0 | 0 | 0 | 0 | 0 | 0 | 0 | 0 | 0 | 0 | 0 | 0 | 0 | 0 | 0 | 0 | 0 | 0 | 0 | 0 | 0 | 0 | 0 | 0 | 0 | 0 | 0 | 0 | 0 | 0 | 0 | 0 | 0 | 0 | 0
1 | D3DSBC04 | 0 | 0 | 0 | 0 | 0 | 0 | 0 | 0 | 0 | 0 | 0 | 0 | 0 | 0 | 0 | 0 | 0 | 0 | 0 | 0 | 0 | 0 | 0 | 0 | 0 | 0 | 0 | 0 | 0 | 0 | 0 | 0 | 0 | 0 | 0 | 0 | 0 | 0 | 0 | 0 | 0 | 0 | 0 | 0 | 0 | 0 | 0 | 0 | 0 | 0 | 0
1 | D3DSBC05 | 0 | 0 | 0 | 0 | 0 | 0 | 0 | 0 | 0 | 0 | 0 | 0 | 0 | 0 | 0 | 0 | 0 | 0 | 0 | 0 | 0 | 0 | 0 | 0 | 0 | 0 | 0 | 0 | 0 | 0 | 0 | 0 | 0 | 0 | 0 | 0 | 0 | 0 | 0 | 0 | 0 | 0 | 0 | 0 | 0 | 0 | 0 | 0 | 0 | 0 | 0
1 | D3DSBC06 | 0 | 0 | 0 | 0 | 0 | 0 | 0 | 0 | 0 | 0 | 0 | 0 | 0 | 0 | 0 | 0 | 0 | 0 | 0 | 0 | 0 | 0 | 0 | 0 | 0 | 0 | 0 | 0 | 0 | 0 | 0 | 0 | 0 | 0 | 0 | 0 | 0 | 0 | 0 | 0 | 0 | 0 | 0 | 0 | 0 | 0 | 0 | 0 | 0 | 0 | 0
1 | D3DSBC07 | 0 | 0 | 0 | 0 | 0 | 0 | 0 | 0 | 0 | 0 | 0 | 0 | 0 | 0 | 0 | 0 | 0 | 0 | 0 | 0 | 0 | 0 | 0 | 0 | 0 | 0 | 0 | 0 | 0 | 0 | 0 | 0 | 0 | 0 | 0 | 0 | 0 | 0 | 0 | 0 | 0 | 0 | 0 | 0 | 0 | 0 | 0 | 0 | 0 | 0 | 0
1 | D3DSGC01 | 0 | 0 | 0 | 0 | 0 | 0 | 0 | 0 | 0 | 0 | 0 | 0 | 0 | 0 | 0 | 0 | 0 | 0 | 0 | 0 | 0 | 0 | 0 | 0 | 0 | 0 | 0 | 0 | 0 | 0 | 0 | 0 | 0 | 0 | 0 | 0 | 0 | 0 | 0 | 0 | 0 | 0 | 0 | 0 | 0 | 0 | 0 | 0 | 0 | 0 | 0
1 | D3DSGC02 | 0 | 0 | 0 | 0 | 0 | 0 | 0 | 0 | 0 | 0 | 0 | 0 | 0 | 0 | 0 | 0 | 0 | 0 | 0 | 0 | 0 | 0 | 0 | 0 | 0 | 0 | 0 | 0 | 0 | 0 | 0 | 0 | 0 | 0 | 0 | 0 | 0 | 0 | 0 | 0 | 0 | 0 | 0 | 0 | 0 | 0 | 0 | 0 | 0 | 0 | 0
1 | D3HYRC01 | 0 | 0 | 0 | 0 | 0 | 0 | 0 | 0 | 0 | 0 | 0 | 0 | 0 | 0 | 0 | 0 | 0 | 0 | 0 | 0 | 0 | 0 | 0 | 0 | 0 | 0 | 0 | 0 | 0 | 0 | 0 | 0 | 0 | 0 | 0 | 0 | 0 | 0 | 0 | 0 | 0 | 0 | 0 | 0 | 0 | 0 | 0 | 0 | 0 | 0 | 0
1 | D3HYRC02 | 0 | 0 | 0 | 0 | 0 | 0 | 0 | 0 | 0 | 0 | 0 | 0 | 0 | 0 | 0 | 0 | 0 | 0 | 0 | 0 | 0 | 0 | 0 | 0 | 0 | 0 | 0 | 0 | 0 | 0 | 0 | 0 | 0 | 0 | 0 | 0 | 0 | 0 | 0 | 0 | 0 | 0 | 0 | 0 | 0 | 0 | 0 | 0 | 0 | 0 | 0
1 | D3HYRC03 | 0 | 0 | 0 | 0 | 0 | 0 | 0 | 0 | 0 | 0 | 0 | 0 | 0 | 0 | 0 | 0 | 0 | 0 | 0 | 0 | 0 | 0 | 0 | 0 | 0 | 0 | 0 | 0 | 0 | 0 | 0 | 0 | 0 | 0 | 0 | 0 | 0 | 0 | 0 | 0 | 0 | 0 | 0 | 0 | 0 | 0 | 0 | 0 | 0 | 0 | 0
1 | D3HYOC01 | 0 | 0 | 0 | 0 | 0 | 0 | 0 | 0 | 0 | 0 | 0 | 0 | 0 | 0 | 0 | 0 | 0 | 0 | 0 | 0 | 0 | 0 | 0 | 0 | 0 | 0 | 0 | 0 | 0 | 0 | 0 | 0 | 0 | 0 | 0 | 0 | 0 | 0 | 0 | 0 | 0 | 0 | 0 | 0 | 0 | 0 | 0 | 0 | 0 | 0 | 0
1 | D3SOPC330 | 0 | 0 | 0 | 0 | 0 | 0 | 0 | 0 | 0 | 0 | 0 | 0 | 0 | 0 | 0 | 0 | 0 | 0 | 0 | 0 | 0 | 0 | 0 | 0 | 0 | 0 | 0 | 0 | 0 | 0 | 0 | 0 | 0 | 0 | 0 | 0 | 0 | 0 | 0 | 0 | 0 | 0 | 0 | 0 | 0 | 0 | 0 | 0 | 0 | 0 | 0
1 | D3SOPC331 | 0 | 0 | 0 | 0 | 0 | 0 | 0 | 0 | 0 | 0 | 0 | 0 | 0 | 0 | 0 | 0 | 0 | 0 | 0 | 0 | 0 | 0 | 0 | 0 | 0 | 0 | 0 | 0 | 0 | 0 | 0 | 0 | 0 | 0 | 0 | 0 | 0 | 0 | 0 | 0 | 0 | 0 | 0 | 0 | 0 | 0 | 0 | 0 | 0 | 0 | 0
1 | D3SOPC1616 | 0 | 0 | 0 | 0 | 0 | 0 | 0 | 0 | 0 | 0 | 0 | 0 | 0 | 0 | 0 | 0 | 0 | 0 | 0 | 0 | 0 | 0 | 0 | 0 | 0 | 0 | 0 | 0 | 0 | 0 | 0 | 0 | 0 | 0 | 0 | 0 | 0 | 0 | 0 | 0 | 0 | 0 | 0 | 0 | 0 | 0 | 0 | 0 | 0 | 0 | 0
1 | D3SOTN00 | 0 | 0 | 0 | 0 | 0 | 0 | 0 | 0 | 0 | 0 | 0 | 0 | 0 | 0 | 0 | 0 | 0 | 0 | 0 | 0 | 0 | 0 | 0 | 0 | 0 | 0 | 0 | 0 | 0 | 0 | 0 | 0 | 0 | 0 | 0 | 0 | 0 | 0 | 0 | 0 | 0 | 0 | 0 | 0 | 0 | 0 | 0 | 0 | 0 | 0 | 0
1 | D3SOTS00 | 0 | 0 | 0 | 0 | 0 | 0 | 0 | 0 | 0 | 0 | 0 | 0 | 0 | 0 | 0 | 0 | 0 | 0 | 0 | 0 | 0 | 0 | 0 | 0 | 0 | 0 | 0 | 0 | 0 | 0 | 0 | 0 | 0 | 0 | 0 | 0 | 0 | 0 | 0 | 0 | 0 | 0 | 0 | 0 | 0 | 0 | 0 | 0 | 0 | 0 | 0
1 | D3NGSO00 | 0 | 0 | 0 | 0 | 0 | 0 | 0 | 0 | 0 | 0 | 0 | 0 | 0 | 0 | 0 | 0 | 0 | 0 | 0 | 0 | 0 | 0 | 0 | 0 | 0 | 0 | 0 | 0 | 0 | 0 | 0 | 0 | 0 | 0 | 0 | 0 | 0 | 0 | 0 | 0 | 0 | 0 | 0 | 0 | 0 | 0 | 0 | 0 | 0 | 0 | 0
1 | D3WDLC0 | 0 | 0 | 0 | 0 | 0 | 0 | 0 | 0 | 0 | 0 | 0 | 0 | 0 | 0 | 0 | 0 | 0 | 0 | 0 | 0 | 0 | 0 | 0 | 0 | 0 | 0 | 0 | 0 | 0 | 0 | 0 | 0 | 0 | 0 | 0 | 0 | 0 | 0 | 0 | 0 | 0 | 0 | 0 | 0 | 0 | 0 | 0 | 0 | 0 | 0 | 0
1 | D3WDLC2 | 0 | 0 | 0 | 0 | 0 | 0 | 0 | 0 | 0 | 0 | 0 | 0 | 0 | 0 | 0 | 0 | 0 | 0 | 0 | 0 | 0 | 0 | 0 | 0 | 0 | 0 | 0 | 0 | 0 | 0 | 0 | 0 | 0 | 0 | 0 | 0 | 0 | 0 | 0 | 0 | 0 | 0 | 0 | 0 | 0 | 0 | 0 | 0 | 0 | 0 | 0
1 | D3WDLC1 | 0 | 0 | 0 | 0 | 0 | 0 | 0 | 0 | 0 | 0 | 0 | 0 | 0 | 0 | 0 | 0 | 0 | 0 | 0 | 0 | 0 | 0 | 0 | 0 | 0 | 0 | 0 | 0 | 0 | 0 | 0 | 0 | 0 | 0 | 0 | 0 | 0 | 0 | 0 | 0 | 0 | 0 | 0 | 0 | 0 | 0 | 0 | 0 | 0 | 0 | 0
1 | D3WDLDUM1 | 0 | 0 | 0 | 0 | 0 | 0 | 0 | 0 | 0 | 0 | 0 | 0 | 0 | 0 | 0 | 0 | 0 | 0 | 0 | 0 | 0 | 0 | 0 | 0 | 0 | 0 | 0 | 0 | 0 | 0 | 0 | 0 | 0 | 0 | 0 | 0 | 0 | 0 | 0 | 0 | 0 | 0 | 0 | 0 | 0 | 0 | 0 | 0 | 0 | 0 | 0
1 | D3WDLDUM2 | 0 | 0 | 0 | 0 | 0 | 0 | 0 | 0 | 0 | 0 | 0 | 0 | 0 | 0 | 0 | 0 | 0 | 0 | 0 | 0 | 0 | 0 | 0 | 0 | 0 | 0 | 0 | 0 | 0 | 0 | 0 | 0 | 0 | 0 | 0 | 0 | 0 | 0 | 0 | 0 | 0 | 0 | 0 | 0 | 0 | 0 | 0 | 0 | 0 | 0 | 0
1 | D3WDLDUM3 | 0 | 0 | 0 | 0 | 0 | 0 | 0 | 0 | 0 | 0 | 0 | 0 | 0 | 0 | 0 | 0 | 0 | 0 | 0 | 0 | 0 | 0 | 0 | 0 | 0 | 0 | 0 | 0 | 0 | 0 | 0 | 0 | 0 | 0 | 0 | 0 | 0 | 0 | 0 | 0 | 0 | 0 | 0 | 0 | 0 | 0 | 0 | 0 | 0 | 0 | 0
1 | D3WDLDUM4 | 0 | 0 | 0 | 0 | 0 | 0 | 0 | 0 | 0 | 0 | 0 | 0 | 0 | 0 | 0 | 0 | 0 | 0 | 0 | 0 | 0 | 0 | 0 | 0 | 0 | 0 | 0 | 0 | 0 | 0 | 0 | 0 | 0 | 0 | 0 | 0 | 0 | 0 | 0 | 0 | 0 | 0 | 0 | 0 | 0 | 0 | 0 | 0 | 0 | 0 | 0
1 | D3WDLDUM5 | 0 | 0 | 0 | 0 | 0 | 0 | 0 | 0 | 0 | 0 | 0 | 0 | 0 | 0 | 0 | 0 | 0 | 0 | 0 | 0 | 0 | 0 | 0 | 0 | 0 | 0 | 0 | 0 | 0 | 0 | 0 | 0 | 0 | 0 | 0 | 0 | 0 | 0 | 0 | 0 | 0 | 0 | 0 | 0 | 0 | 0 | 0 | 0 | 0 | 0 | 0
1 | D3WDLDUM6 | 0 | 0 | 0 | 0 | 0 | 0 | 0 | 0 | 0 | 0 | 0 | 0 | 0 | 0 | 0 | 0 | 0 | 0 | 0 | 0 | 0 | 0 | 0 | 0 | 0 | 0 | 0 | 0 | 0 | 0 | 0 | 0 | 0 | 0 | 0 | 0 | 0 | 0 | 0 | 0 | 0 | 0 | 0 | 0 | 0 | 0 | 0 | 0 | 0 | 0 | 0
1 | D3WDLDUM7 | 0 | 0 | 0 | 0 | 0 | 0 | 0 | 0 | 0 | 0 | 0 | 0 | 0 | 0 | 0 | 0 | 0 | 0 | 0 | 0 | 0 | 0 | 0 | 0 | 0 | 0 | 0 | 0 | 0 | 0 | 0 | 0 | 0 | 0 | 0 | 0 | 0 | 0 | 0 | 0 | 0 | 0 | 0 | 0 | 0 | 0 | 0 | 0 | 0 | 0 | 0
1 | D3HLT0031 | 0 | 0 | 0 | 0 | 0 | 0 | 0 | 0 | 0 | 0 | 0 | 0 | 0 | 0 | 0 | 0 | 0 | 0 | 0 | 0 | 0 | 0 | 0 | 0 | 0 | 0 | 0 | 0 | 0 | 0 | 0 | 0 | 0 | 0 | 0 | 0 | 0 | 0 | 0 | 0 | 0 | 0 | 0 | 0 | 0 | 0 | 0 | 0 | 0 | 0 | 0
1 | D3HSF0421 | 0 | 0 | 0 | 0 | 0 | 0 | 0 | 0 | 0 | 0 | 0 | 0 | 0 | 0 | 0 | 0 | 0 | 0 | 0 | 0 | 0 | 0 | 0 | 0 | 0 | 0 | 0 | 0 | 0 | 0 | 0 | 0 | 0 | 0 | 0 | 0 | 0 | 0 | 0 | 0 | 0 | 0 | 0 | 0 | 0 | 0 | 0 | 0 | 0 | 0 | 0
1 | D3HSF0540 | 0 | 0 | 0 | 0 | 0 | 0 | 0 | 0 | 0 | 0 | 0 | 0 | 0 | 0 | 0 | 0 | 0 | 0 | 0 | 0 | 0 | 0 | 0 | 0 | 0 | 0 | 0 | 0 | 0 | 0 | 0 | 0 | 0 | 0 | 0 | 0 | 0 | 0 | 0 | 0 | 0 | 0 | 0 | 0 | 0 | 0 | 0 | 0 | 0 | 0 | 0
1 | D3HSF0759 | 0 | 0 | 0 | 0 | 0 | 0 | 0 | 0 | 0 | 0 | 0 | 0 | 0 | 0 | 0 | 0 | 0 | 0 | 0 | 0 | 0 | 0 | 0 | 0 | 0 | 0 | 0 | 0 | 0 | 0 | 0 | 0 | 0 | 0 | 0 | 0 | 0 | 0 | 0 | 0 | 0 | 0 | 0 | 0 | 0 | 0 | 0 | 0 | 0 | 0 | 0
1 | D3HSF0763 | 0 | 0 | 0 | 0 | 0 | 0 | 0 | 0 | 0 | 0 | 0 | 0 | 0 | 0 | 0 | 0 | 0 | 0 | 0 | 0 | 0 | 0 | 0 | 0 | 0 | 0 | 0 | 0 | 0 | 0 | 0 | 0 | 0 | 0 | 0 | 0 | 0 | 0 | 0 | 0 | 0 | 0 | 0 | 0 | 0 | 0 | 0 | 0 | 0 | 0 | 0
1 | D3HSF0856 | 0 | 0 | 0 | 0 | 0 | 0 | 0 | 0 | 0 | 0 | 0 | 0 | 0 | 0 | 0 | 0 | 0 | 0 | 0 | 0 | 0 | 0 | 0 | 0 | 0 | 0 | 0 | 0 | 0 | 0 | 0 | 0 | 0 | 0 | 0 | 0 | 0 | 0 | 0 | 0 | 0 | 0 | 0 | 0 | 0 | 0 | 0 | 0 | 0 | 0 | 0
1 | D3HSF0931 | 0 | 0 | 0 | 0 | 0 | 0 | 0 | 0 | 0 | 0 | 0 | 0 | 0 | 0 | 0 | 0 | 0 | 0 | 0 | 0 | 0 | 0 | 0 | 0 | 0 | 0 | 0 | 0 | 0 | 0 | 0 | 0 | 0 | 0 | 0 | 0 | 0 | 0 | 0 | 0 | 0 | 0 | 0 | 0 | 0 | 0 | 0 | 0 | 0 | 0 | 0
1 | D3HSF0939 | 0 | 0 | 0 | 0 | 0 | 0 | 0 | 0 | 0 | 0 | 0 | 0 | 0 | 0 | 0 | 0 | 0 | 0 | 0 | 0 | 0 | 0 | 0 | 0 | 0 | 0 | 0 | 0 | 0 | 0 | 0 | 0 | 0 | 0 | 0 | 0 | 0 | 0 | 0 | 0 | 0 | 0 | 0 | 0 | 0 | 0 | 0 | 0 | 0 | 0 | 0
1 | D3HLT0027 | 0 | 0 | 0 | 0 | 0 | 0 | 0 | 0 | 0 | 0 | 0 | 0 | 0 | 0 | 0 | 0 | 0 | 0 | 0 | 0 | 0 | 0 | 0 | 0 | 0 | 0 | 0 | 0 | 0 | 0 | 0 | 0 | 0 | 0 | 0 | 0 | 0 | 0 | 0 | 0 | 0 | 0 | 0 | 0 | 0 | 0 | 0 | 0 | 0 | 0 | 0
1 | D3HLT0030 | 0 | 0 | 0 | 0 | 0 | 0 | 0 | 0 | 0 | 0 | 0 | 0 | 0 | 0 | 0 | 0 | 0 | 0 | 0 | 0 | 0 | 0 | 0 | 0 | 0 | 0 | 0 | 0 | 0 | 0 | 0 | 0 | 0 | 0 | 0 | 0 | 0 | 0 | 0 | 0 | 0 | 0 | 0 | 0 | 0 | 0 | 0 | 0 | 0 | 0 | 0
1 | D3HLT0040 | 0 | 0 | 0 | 0 | 0 | 0 | 0 | 0 | 0 | 0 | 0 | 0 | 0 | 0 | 0 | 0 | 0 | 0 | 0 | 0 | 0 | 0 | 0 | 0 | 0 | 0 | 0 | 0 | 0 | 0 | 0 | 0 | 0 | 0 | 0 | 0 | 0 | 0 | 0 | 0 | 0 | 0 | 0 | 0 | 0 | 0 | 0 | 0 | 0 | 0 | 0
1 | D3HLT0046 | 0 | 0 | 0 | 0 | 0 | 0 | 0 | 0 | 0 | 0 | 0 | 0 | 0 | 0 | 0 | 0 | 0 | 0 | 0 | 0 | 0 | 0 | 0 | 0 | 0 | 0 | 0 | 0 | 0 | 0 | 0 | 0 | 0 | 0 | 0 | 0 | 0 | 0 | 0 | 0 | 0 | 0 | 0 | 0 | 0 | 0 | 0 | 0 | 0 | 0 | 0
1 | D3HLT0067 | 0 | 0 | 0 | 0 | 0 | 0 | 0 | 0 | 0 | 0 | 0 | 0 | 0 | 0 | 0 | 0 | 0 | 0 | 0 | 0 | 0 | 0 | 0 | 0 | 0 | 0 | 0 | 0 | 0 | 0 | 0 | 0 | 0 | 0 | 0 | 0 | 0 | 0 | 0 | 0 | 0 | 0 | 0 | 0 | 0 | 0 | 0 | 0 | 0 | 0 | 0
1 | D3HSF0911 | 0 | 0 | 0 | 0 | 0 | 0 | 0 | 0 | 0 | 0 | 0 | 0 | 0 | 0 | 0 | 0 | 0 | 0 | 0 | 0 | 0 | 0 | 0 | 0 | 0 | 0 | 0 | 0 | 0 | 0 | 0 | 0 | 0 | 0 | 0 | 0 | 0 | 0 | 0 | 0 | 0 | 0 | 0 | 0 | 0 | 0 | 0 | 0 | 0 | 0 | 0
1 | D3HSF0982 | 0 | 0 | 0 | 0 | 0 | 0 | 0 | 0 | 0 | 0 | 0 | 0 | 0 | 0 | 0 | 0 | 0 | 0 | 0 | 0 | 0 | 0 | 0 | 0 | 0 | 0 | 0 | 0 | 0 | 0 | 0 | 0 | 0 | 0 | 0 | 0 | 0 | 0 | 0 | 0 | 0 | 0 | 0 | 0 | 0 | 0 | 0 | 0 | 0 | 0 | 0
1 | D3HLT0033 | 0 | 0 | 0 | 0 | 0 | 0 | 0 | 0 | 0 | 0 | 0 | 0 | 0 | 0 | 0 | 0 | 0 | 0 | 0 | 0 | 0 | 0 | 0 | 0 | 0 | 0 | 0 | 0 | 0 | 0 | 0 | 0 | 0 | 0 | 0 | 0 | 0 | 0 | 0 | 0 | 0 | 0 | 0 | 0 | 0 | 0 | 0 | 0 | 0 | 0 | 0
1 | D3HSFO01 | 0 | 0 | 0 | 0 | 0 | 0 | 0 | 0 | 0 | 0 | 0 | 0 | 0 | 0 | 0 | 0 | 0 | 0 | 0 | 0 | 0 | 0 | 0 | 0 | 0 | 0 | 0 | 0 | 0 | 0 | 0 | 0 | 0 | 0 | 0 | 0 | 0 | 0 | 0 | 0 | 0 | 0 | 0 | 0 | 0 | 0 | 0 | 0 | 0 | 0 | 0
1 | D3HSFO02 | 0 | 0 | 0 | 0 | 0 | 0 | 0 | 0 | 0 | 0 | 0 | 0 | 0 | 0 | 0 | 0 | 0 | 0 | 0 | 0 | 0 | 0 | 0 | 0 | 0 | 0 | 0 | 0 | 0 | 0 | 0 | 0 | 0 | 0 | 0 | 0 | 0 | 0 | 0 | 0 | 0 | 0 | 0 | 0 | 0 | 0 | 0 | 0 | 0 | 0 | 0
1 | D3HSFO03 | 0 | 0 | 0 | 0 | 0 | 0 | 0 | 0 | 0 | 0 | 0 | 0 | 0 | 0 | 0 | 0 | 0 | 0 | 0 | 0 | 0 | 0 | 0 | 0 | 0 | 0 | 0 | 0 | 0 | 0 | 0 | 0 | 0 | 0 | 0 | 0 | 0 | 0 | 0 | 0 | 0 | 0 | 0 | 0 | 0 | 0 | 0 | 0 | 0 | 0 | 0

## AvailabilityFactor
TECHNOLOGY | 2020 | 2021 | 2022 | 2023 | 2024 | 2025 | 2026 | 2027 | 2028 | 2029 | 2030 | 2031 | 2032 | 2033 | 2034 | 2035 | 2036 | 2037 | 2038 | 2039 | 2040 | 2041 | 2042 | 2043 | 2044 | 2045 | 2046 | 2047 | 2048 | 2049 | 2050 | 2051 | 2052 | 2053 | 2054 | 2055 | 2056 | 2057 | 2058 | 2059 | 2060 | 2061 | 2062 | 2063 | 2064 | 2065 | 2066 | 2067 | 2068 | 2069 | 2070
D3IMPELC | 1 | 1 | 1 | 1 | 1 | 1 | 1 | 1 | 1 | 1 | 1 | 1 | 1 | 1 | 1 | 1 | 1 | 1 | 1 | 1 | 1 | 1 | 1 | 1 | 1 | 1 | 1 | 1 | 1 | 1 | 1 | 1 | 1 | 1 | 1 | 1 | 1 | 1 | 1 | 1 | 1 | 1 | 1 | 1 | 1 | 1 | 1 | 1 | 1 | 1 | 1
D3DSGC00 | 0.894 | 0.894 | 0.894 | 0.894 | 0.894 | 0.894 | 0.894 | 0.894 | 0.894 | 0.894 | 0.894 | 0.894 | 0.894 | 0.894 | 0.894 | 0.894 | 0.894 | 0.894 | 0.894 | 0.894 | 0.894 | 0.894 | 0.894 | 0.894 | 0.894 | 0.894 | 0.894 | 0.894 | 0.894 | 0.894 | 0.894 | 0.894 | 0.894 | 0.894 | 0.894 | 0.894 | 0.894 | 0.894 | 0.894 | 0.894 | 0.894 | 0.894 | 0.894 | 0.894 | 0.894 | 0.894 | 0.894 | 0.894 | 0.894 | 0.894 | 0.894
D3HFGC00 | 0.89 | 0.89 | 0.89 | 0.89 | 0.89 | 0.89 | 0.89 | 0.89 | 0.89 | 0.89 | 0.89 | 0.89 | 0.89 | 0.89 | 0.89 | 0.89 | 0.89 | 0.89 | 0.89 | 0.89 | 0.89 | 0.89 | 0.89 | 0.89 | 0.89 | 0.89 | 0.89 | 0.89 | 0.89 | 0.89 | 0.89 | 0.89 | 0.89 | 0.89 | 0.89 | 0.89 | 0.89 | 0.89 | 0.89 | 0.89 | 0.89 | 0.89 | 0.89 | 0.89 | 0.89 | 0.89 | 0.89 | 0.89 | 0.89 | 0.89 | 0.89
D3NGOC00 | 0.92 | 0.92 | 0.92 | 0.92 | 0.92 | 0.92 | 0.92 | 0.92 | 0.92 | 0.92 | 0.92 | 0.92 | 0.92 | 0.92 | 0.92 | 0.92 | 0.92 | 0.92 | 0.92 | 0.92 | 0.92 | 0.92 | 0.92 | 0.92 | 0.92 | 0.92 | 0.92 | 0.92 | 0.92 | 0.92 | 0.92 | 0.92 | 0.92 | 0.92 | 0.92 | 0.92 | 0.92 | 0.92 | 0.92 | 0.92 | 0.92 | 0.92 | 0.92 | 0.92 | 0.92 | 0.92 | 0.92 | 0.92 | 0.92 | 0.92 | 0.92
D3NGCC00 | 0.92 | 0.92 | 0.92 | 0.92 | 0.92 | 0.92 | 0.92 | 0.92 | 0.92 | 0.92 | 0.92 | 0.92 | 0.92 | 0.92 | 0.92 | 0.92 | 0.92 | 0.92 | 0.92 | 0.92 | 0.92 | 0.92 | 0.92 | 0.92 | 0.92 | 0.92 | 0.92 | 0.92 | 0.92 | 0.92 | 0.92 | 0.92 | 0.92 | 0.92 | 0.92 | 0.92 | 0.92 | 0.92 | 0.92 | 0.92 | 0.92 | 0.92 | 0.92 | 0.92 | 0.92 | 0.92 | 0.92 | 0.92 | 0.92 | 0.92 | 0.92
D3NGEC00 | 0.92 | 0.92 | 0.92 | 0.92 | 0.92 | 0.92 | 0.92 | 0.92 | 0.92 | 0.92 | 0.92 | 0.92 | 0.92 | 0.92 | 0.92 | 0.92 | 0.92 | 0.92 | 0.92 | 0.92 | 0.92 | 0.92 | 0.92 | 0.92 | 0.92 | 0.92 | 0.92 | 0.92 | 0.92 | 0.92 | 0.92 | 0.92 | 0.92 | 0.92 | 0.92 | 0.92 | 0.92 | 0.92 | 0.92 | 0.92 | 0.92 | 0.92 | 0.92 | 0.92 | 0.92 | 0.92 | 0.92 | 0.92 | 0.92 | 0.92 | 0.92
D3BMBC00 | 0.818 | 0.818 | 0.818 | 0.818 | 0.818 | 0.818 | 0.818 | 0.818 | 0.818 | 0.818 | 0.818 | 0.818 | 0.818 | 0.818 | 0.818 | 0.818 | 0.818 | 0.818 | 0.818 | 0.818 | 0.818 | 0.818 | 0.818 | 0.818 | 0.818 | 0.818 | 0.818 | 0.818 | 0.818 | 0.818 | 0.818 | 0.818 | 0.818 | 0.818 | 0.818 | 0.818 | 0.818 | 0.818 | 0.818 | 0.818 | 0.818 | 0.818 | 0.818 | 0.818 | 0.818 | 0.818 | 0.818 | 0.818 | 0.818 | 0.818 | 0.818
D3BWWC00 | 0.818 | 0.818 | 0.818 | 0.818 | 0.818 | 0.818 | 0.818 | 0.818 | 0.818 | 0.818 | 0.818 | 0.818 | 0.818 | 0.818 | 0.818 | 0.818 | 0.818 | 0.818 | 0.818 | 0.818 | 0.818 | 0.818 | 0.818 | 0.818 | 0.818 | 0.818 | 0.818 | 0.818 | 0.818 | 0.818 | 0.818 | 0.818 | 0.818 | 0.818 | 0.818 | 0.818 | 0.818 | 0.818 | 0.818 | 0.818 | 0.818 | 0.818 | 0.818 | 0.818 | 0.818 | 0.818 | 0.818 | 0.818 | 0.818 | 0.818 | 0.818
D3DSBC01 | 0.8 | 0.8 | 0.8 | 0.8 | 0.8 | 0.8 | 0.8 | 0.8 | 0.8 | 0.8 | 0.8 | 0.8 | 0.8 | 0.8 | 0.8 | 0.8 | 0.8 | 0.8 | 0.8 | 0.8 | 0.8 | 0.8 | 0.8 | 0.8 | 0.8 | 0.8 | 0.8 | 0.8 | 0.8 | 0.8 | 0.8 | 0.8 | 0.8 | 0.8 | 0.8 | 0.8 | 0.8 | 0.8 | 0.8 | 0.8 | 0.8 | 0.8 | 0.8 | 0.8 | 0.8 | 0.8 | 0.8 | 0.8 | 0.8 | 0.8 | 0.8
D3DSBC02 | 0.8 | 0.8 | 0.8 | 0.8 | 0.8 | 0.8 | 0.8 | 0.8 | 0.8 | 0.8 | 0.8 | 0.8 | 0.8 | 0.8 | 0.8 | 0.8 | 0.8 | 0.8 | 0.8 | 0.8 | 0.8 | 0.8 | 0.8 | 0.8 | 0.8 | 0.8 | 0.8 | 0.8 | 0.8 | 0.8 | 0.8 | 0.8 | 0.8 | 0.8 | 0.8 | 0.8 | 0.8 | 0.8 | 0.8 | 0.8 | 0.8 | 0.8 | 0.8 | 0.8 | 0.8 | 0.8 | 0.8 | 0.8 | 0.8 | 0.8 | 0.8
D3DSBC03 | 0.8 | 0.8 | 0.8 | 0.8 | 0.8 | 0.8 | 0.8 | 0.8 | 0.8 | 0.8 | 0.8 | 0.8 | 0.8 | 0.8 | 0.8 | 0.8 | 0.8 | 0.8 | 0.8 | 0.8 | 0.8 | 0.8 | 0.8 | 0.8 | 0.8 | 0.8 | 0.8 | 0.8 | 0.8 | 0.8 | 0.8 | 0.8 | 0.8 | 0.8 | 0.8 | 0.8 | 0.8 | 0.8 | 0.8 | 0.8 | 0.8 | 0.8 | 0.8 | 0.8 | 0.8 | 0.8 | 0.8 | 0.8 | 0.8 | 0.8 | 0.8
D3DSBC04 | 0.8 | 0.8 | 0.8 | 0.8 | 0.8 | 0.8 | 0.8 | 0.8 | 0.8 | 0.8 | 0.8 | 0.8 | 0.8 | 0.8 | 0.8 | 0.8 | 0.8 | 0.8 | 0.8 | 0.8 | 0.8 | 0.8 | 0.8 | 0.8 | 0.8 | 0.8 | 0.8 | 0.8 | 0.8 | 0.8 | 0.8 | 0.8 | 0.8 | 0.8 | 0.8 | 0.8 | 0.8 | 0.8 | 0.8 | 0.8 | 0.8 | 0.8 | 0.8 | 0.8 | 0.8 | 0.8 | 0.8 | 0.8 | 0.8 | 0.8 | 0.8
D3DSBC05 | 0.8 | 0.8 | 0.8 | 0.8 | 0.8 | 0.8 | 0.8 | 0.8 | 0.8 | 0.8 | 0.8 | 0.8 | 0.8 | 0.8 | 0.8 | 0.8 | 0.8 | 0.8 | 0.8 | 0.8 | 0.8 | 0.8 | 0.8 | 0.8 | 0.8 | 0.8 | 0.8 | 0.8 | 0.8 | 0.8 | 0.8 | 0.8 | 0.8 | 0.8 | 0.8 | 0.8 | 0.8 | 0.8 | 0.8 | 0.8 | 0.8 | 0.8 | 0.8 | 0.8 | 0.8 | 0.8 | 0.8 | 0.8 | 0.8 | 0.8 | 0.8
D3DSBC06 | 0.8 | 0.8 | 0.8 | 0.8 | 0.8 | 0.8 | 0.8 | 0.8 | 0.8 | 0.8 | 0.8 | 0.8 | 0.8 | 0.8 | 0.8 | 0.8 | 0.8 | 0.8 | 0.8 | 0.8 | 0.8 | 0.8 | 0.8 | 0.8 | 0.8 | 0.8 | 0.8 | 0.8 | 0.8 | 0.8 | 0.8 | 0.8 | 0.8 | 0.8 | 0.8 | 0.8 | 0.8 | 0.8 | 0.8 | 0.8 | 0.8 | 0.8 | 0.8 | 0.8 | 0.8 | 0.8 | 0.8 | 0.8 | 0.8 | 0.8 | 0.8
D3DSBC07 | 0.8 | 0.8 | 0.8 | 0.8 | 0.8 | 0.8 | 0.8 | 0.8 | 0.8 | 0.8 | 0.8 | 0.8 | 0.8 | 0.8 | 0.8 | 0.8 | 0.8 | 0.8 | 0.8 | 0.8 | 0.8 | 0.8 | 0.8 | 0.8 | 0.8 | 0.8 | 0.8 | 0.8 | 0.8 | 0.8 | 0.8 | 0.8 | 0.8 | 0.8 | 0.8 | 0.8 | 0.8 | 0.8 | 0.8 | 0.8 | 0.8 | 0.8 | 0.8 | 0.8 | 0.8 | 0.8 | 0.8 | 0.8 | 0.8 | 0.8 | 0.8
D3DSGC01 | 0.8 | 0.8 | 0.8 | 0.8 | 0.8 | 0.8 | 0.8 | 0.8 | 0.8 | 0.8 | 0.8 | 0.8 | 0.8 | 0.8 | 0.8 | 0.8 | 0.8 | 0.8 | 0.8 | 0.8 | 0.8 | 0.8 | 0.8 | 0.8 | 0.8 | 0.8 | 0.8 | 0.8 | 0.8 | 0.8 | 0.8 | 0.8 | 0.8 | 0.8 | 0.8 | 0.8 | 0.8 | 0.8 | 0.8 | 0.8 | 0.8 | 0.8 | 0.8 | 0.8 | 0.8 | 0.8 | 0.8 | 0.8 | 0.8 | 0.8 | 0.8
D3DSGC02 | 0.8 | 0.8 | 0.8 | 0.8 | 0.8 | 0.8 | 0.8 | 0.8 | 0.8 | 0.8 | 0.8 | 0.8 | 0.8 | 0.8 | 0.8 | 0.8 | 0.8 | 0.8 | 0.8 | 0.8 | 0.8 | 0.8 | 0.8 | 0.8 | 0.8 | 0.8 | 0.8 | 0.8 | 0.8 | 0.8 | 0.8 | 0.8 | 0.8 | 0.8 | 0.8 | 0.8 | 0.8 | 0.8 | 0.8 | 0.8 | 0.8 | 0.8 | 0.8 | 0.8 | 0.8 | 0.8 | 0.8 | 0.8 | 0.8 | 0.8 | 0.8
D3HYRC01 | 0.22 | 0.22 | 0.22 | 0.22 | 0.22 | 0.22 | 0.22 | 0.22 | 0.22 | 0.22 | 0.22 | 0.22 | 0.22 | 0.22 | 0.22 | 0.22 | 0.22 | 0.22 | 0.22 | 0.22 | 0.22 | 0.22 | 0.22 | 0.22 | 0.22 | 0.22 | 0.22 | 0.22 | 0.22 | 0.22 | 0.22 | 0.22 | 0.22 | 0.22 | 0.22 | 0.22 | 0.22 | 0.22 | 0.22 | 0.22 | 0.22 | 0.22 | 0.22 | 0.22 | 0.22 | 0.22 | 0.22 | 0.22 | 0.22 | 0.22 | 0.22
D3HYRC02 | 0.2 | 0.2 | 0.2 | 0.2 | 0.2 | 0.2 | 0.2 | 0.2 | 0.2 | 0.2 | 0.2 | 0.2 | 0.2 | 0.2 | 0.2 | 0.2 | 0.2 | 0.2 | 0.2 | 0.2 | 0.2 | 0.2 | 0.2 | 0.2 | 0.2 | 0.2 | 0.2 | 0.2 | 0.2 | 0.2 | 0.2 | 0.2 | 0.2 | 0.2 | 0.2 | 0.2 | 0.2 | 0.2 | 0.2 | 0.2 | 0.2 | 0.2 | 0.2 | 0.2 | 0.2 | 0.2 | 0.2 | 0.2 | 0.2 | 0.2 | 0.2
D3HYRC03 | 0.6 | 0.6 | 0.6 | 0.6 | 0.6 | 0.6 | 0.6 | 0.6 | 0.6 | 0.6 | 0.6 | 0.6 | 0.6 | 0.6 | 0.6 | 0.6 | 0.6 | 0.6 | 0.6 | 0.6 | 0.6 | 0.6 | 0.6 | 0.6 | 0.6 | 0.6 | 0.6 | 0.6 | 0.6 | 0.6 | 0.6 | 0.6 | 0.6 | 0.6 | 0.6 | 0.6 | 0.6 | 0.6 | 0.6 | 0.6 | 0.6 | 0.6 | 0.6 | 0.6 | 0.6 | 0.6 | 0.6 | 0.6 | 0.6 | 0.6 | 0.6
D3HYOC01 | 0.4 | 0.4 | 0.4 | 0.4 | 0.4 | 0.4 | 0.4 | 0.4 | 0.4 | 0.4 | 0.4 | 0.4 | 0.4 | 0.4 | 0.4 | 0.4 | 0.4 | 0.4 | 0.4 | 0.4 | 0.4 | 0.4 | 0.4 | 0.4 | 0.4 | 0.4 | 0.4 | 0.4 | 0.4 | 0.4 | 0.4 | 0.4 | 0.4 | 0.4 | 0.4 | 0.4 | 0.4 | 0.4 | 0.4 | 0.4 | 0.4 | 0.4 | 0.4 | 0.4 | 0.4 | 0.4 | 0.4 | 0.4 | 0.4 | 0.4 | 0.4
D3SOPC330 | 1 | 1 | 1 | 1 | 1 | 1 | 1 | 1 | 1 | 1 | 1 | 1 | 1 | 1 | 1 | 1 | 1 | 1 | 1 | 1 | 1 | 1 | 1 | 1 | 1 | 1 | 1 | 1 | 1 | 1 | 1 | 1 | 1 | 1 | 1 | 1 | 1 | 1 | 1 | 1 | 1 | 1 | 1 | 1 | 1 | 1 | 1 | 1 | 1 | 1 | 1
D3SOPC331 | 1 | 1 | 1 | 1 | 1 | 1 | 1 | 1 | 1 | 1 | 1 | 1 | 1 | 1 | 1 | 1 | 1 | 1 | 1 | 1 | 1 | 1 | 1 | 1 | 1 | 1 | 1 | 1 | 1 | 1 | 1 | 1 | 1 | 1 | 1 | 1 | 1 | 1 | 1 | 1 | 1 | 1 | 1 | 1 | 1 | 1 | 1 | 1 | 1 | 1 | 1
D3SOPC1616 | 1 | 1 | 1 | 1 | 1 | 1 | 1 | 1 | 1 | 1 | 1 | 1 | 1 | 1 | 1 | 1 | 1 | 1 | 1 | 1 | 1 | 1 | 1 | 1 | 1 | 1 | 1 | 1 | 1 | 1 | 1 | 1 | 1 | 1 | 1 | 1 | 1 | 1 | 1 | 1 | 1 | 1 | 1 | 1 | 1 | 1 | 1 | 1 | 1 | 1 | 1
D3SOTN00 | 1 | 1 | 1 | 1 | 1 | 1 | 1 | 1 | 1 | 1 | 1 | 1 | 1 | 1 | 1 | 1 | 1 | 1 | 1 | 1 | 1 | 1 | 1 | 1 | 1 | 1 | 1 | 1 | 1 | 1 | 1 | 1 | 1 | 1 | 1 | 1 | 1 | 1 | 1 | 1 | 1 | 1 | 1 | 1 | 1 | 1 | 1 | 1 | 1 | 1 | 1
D3SOTS00 | 0.3 | 0.3 | 0.3 | 0.3 | 0.3 | 0.3 | 0.3 | 0.3 | 0.3 | 0.3 | 0.3 | 0.3 | 0.3 | 0.3 | 0.3 | 0.3 | 0.3 | 0.3 | 0.3 | 0.3 | 0.3 | 0.3 | 0.3 | 0.3 | 0.3 | 0.3 | 0.3 | 0.3 | 0.3 | 0.3 | 0.3 | 0.3 | 0.3 | 0.3 | 0.3 | 0.3 | 0.3 | 0.3 | 0.3 | 0.3 | 0.3 | 0.3 | 0.3 | 0.3 | 0.3 | 0.3 | 0.3 | 0.3 | 0.3 | 0.3 | 0.3
D3NGSO00 | 0 | 0 | 0 | 0 | 0 | 0 | 0 | 0 | 0 | 0 | 0 | 0 | 0 | 0 | 0 | 0 | 0 | 0 | 0 | 0 | 0 | 0 | 0 | 0 | 0 | 0 | 0 | 0 | 0 | 0 | 0 | 0 | 0 | 0 | 0 | 0 | 0 | 0 | 0 | 0 | 0 | 0 | 0 | 0 | 0 | 0 | 0 | 0 | 0 | 0 | 0
D3WDLC0 | 0.133 | 0.133 | 0.133 | 0.133 | 0.133 | 0.133 | 0.133 | 0.133 | 0.133 | 0.133 | 0.133 | 0.133 | 0.133 | 0.133 | 0.133 | 0.133 | 0.133 | 0.133 | 0.133 | 0.133 | 0.133 | 0.133 | 0.133 | 0.133 | 0.133 | 0.133 | 0.133 | 0.133 | 0.133 | 0.133 | 0.133 | 0.133 | 0.133 | 0.133 | 0.133 | 0.133 | 0.133 | 0.133 | 0.133 | 0.133 | 0.133 | 0.133 | 0.133 | 0.133 | 0.133 | 0.133 | 0.133 | 0.133 | 0.133 | 0.133 | 0.133
D3WDLC2 | 0.099 | 0.099 | 0.099 | 0.099 | 0.099 | 0.099 | 0.099 | 0.099 | 0.099 | 0.099 | 0.099 | 0.099 | 0.099 | 0.099 | 0.099 | 0.099 | 0.099 | 0.099 | 0.099 | 0.099 | 0.099 | 0.099 | 0.099 | 0.099 | 0.099 | 0.099 | 0.099 | 0.099 | 0.099 | 0.099 | 0.099 | 0.099 | 0.099 | 0.099 | 0.099 | 0.099 | 0.099 | 0.099 | 0.099 | 0.099 | 0.099 | 0.099 | 0.099 | 0.099 | 0.099 | 0.099 | 0.099 | 0.099 | 0.099 | 0.099 | 0.099
D3WDLC1 | 0.084 | 0.084 | 0.084 | 0.084 | 0.084 | 0.084 | 0.084 | 0.084 | 0.084 | 0.084 | 0.084 | 0.084 | 0.084 | 0.084 | 0.084 | 0.084 | 0.084 | 0.084 | 0.084 | 0.084 | 0.084 | 0.084 | 0.084 | 0.084 | 0.084 | 0.084 | 0.084 | 0.084 | 0.084 | 0.084 | 0.084 | 0.084 | 0.084 | 0.084 | 0.084 | 0.084 | 0.084 | 0.084 | 0.084 | 0.084 | 0.084 | 0.084 | 0.084 | 0.084 | 0.084 | 0.084 | 0.084 | 0.084 | 0.084 | 0.084 | 0.084
D3WDLDUM1 | 0 | 0 | 0 | 0 | 0 | 0 | 0 | 0 | 0 | 0 | 0 | 0 | 0 | 0 | 0 | 0 | 0 | 0 | 0 | 0 | 0 | 0 | 0 | 0 | 0 | 0 | 0 | 0 | 0 | 0 | 0 | 0 | 0 | 0 | 0 | 0 | 0 | 0 | 0 | 0 | 0 | 0 | 0 | 0 | 0 | 0 | 0 | 0 | 0 | 0 | 0
D3WDLDUM2 | 0 | 0 | 0 | 0 | 0 | 0 | 0 | 0 | 0 | 0 | 0 | 0 | 0 | 0 | 0 | 0 | 0 | 0 | 0 | 0 | 0 | 0 | 0 | 0 | 0 | 0 | 0 | 0 | 0 | 0 | 0 | 0 | 0 | 0 | 0 | 0 | 0 | 0 | 0 | 0 | 0 | 0 | 0 | 0 | 0 | 0 | 0 | 0 | 0 | 0 | 0
D3WDLDUM3 | 0 | 0 | 0 | 0 | 0 | 0 | 0 | 0 | 0 | 0 | 0 | 0 | 0 | 0 | 0 | 0 | 0 | 0 | 0 | 0 | 0 | 0 | 0 | 0 | 0 | 0 | 0 | 0 | 0 | 0 | 0 | 0 | 0 | 0 | 0 | 0 | 0 | 0 | 0 | 0 | 0 | 0 | 0 | 0 | 0 | 0 | 0 | 0 | 0 | 0 | 0
D3WDLDUM4 | 0 | 0 | 0 | 0 | 0 | 0 | 0 | 0 | 0 | 0 | 0 | 0 | 0 | 0 | 0 | 0 | 0 | 0 | 0 | 0 | 0 | 0 | 0 | 0 | 0 | 0 | 0 | 0 | 0 | 0 | 0 | 0 | 0 | 0 | 0 | 0 | 0 | 0 | 0 | 0 | 0 | 0 | 0 | 0 | 0 | 0 | 0 | 0 | 0 | 0 | 0
D3WDLDUM5 | 0 | 0 | 0 | 0 | 0 | 0 | 0 | 0 | 0 | 0 | 0 | 0 | 0 | 0 | 0 | 0 | 0 | 0 | 0 | 0 | 0 | 0 | 0 | 0 | 0 | 0 | 0 | 0 | 0 | 0 | 0 | 0 | 0 | 0 | 0 | 0 | 0 | 0 | 0 | 0 | 0 | 0 | 0 | 0 | 0 | 0 | 0 | 0 | 0 | 0 | 0
D3WDLDUM6 | 0 | 0 | 0 | 0 | 0 | 0 | 0 | 0 | 0 | 0 | 0 | 0 | 0 | 0 | 0 | 0 | 0 | 0 | 0 | 0 | 0 | 0 | 0 | 0 | 0 | 0 | 0 | 0 | 0 | 0 | 0 | 0 | 0 | 0 | 0 | 0 | 0 | 0 | 0 | 0 | 0 | 0 | 0 | 0 | 0 | 0 | 0 | 0 | 0 | 0 | 0
D3WDLDUM7 | 0 | 0 | 0 | 0 | 0 | 0 | 0 | 0 | 0 | 0 | 0 | 0 | 0 | 0 | 0 | 0 | 0 | 0 | 0 | 0 | 0 | 0 | 0 | 0 | 0 | 0 | 0 | 0 | 0 | 0 | 0 | 0 | 0 | 0 | 0 | 0 | 0 | 0 | 0 | 0 | 0 | 0 | 0 | 0 | 0 | 0 | 0 | 0 | 0 | 0 | 0
D3HLT0031 | 0.56 | 0.56 | 0.56 | 0.56 | 0.56 | 0.56 | 0.56 | 0.56 | 0.56 | 0.56 | 0.56 | 0.56 | 0.56 | 0.56 | 0.56 | 0.56 | 0.56 | 0.56 | 0.56 | 0.56 | 0.56 | 0.56 | 0.56 | 0.56 | 0.56 | 0.56 | 0.56 | 0.56 | 0.56 | 0.56 | 0.56 | 0.56 | 0.56 | 0.56 | 0.56 | 0.56 | 0.56 | 0.56 | 0.56 | 0.56 | 0.56 | 0.56 | 0.56 | 0.56 | 0.56 | 0.56 | 0.56 | 0.56 | 0.56 | 0.56 | 0.56
D3HSF0421 | 0.56 | 0.56 | 0.56 | 0.56 | 0.56 | 0.56 | 0.56 | 0.56 | 0.56 | 0.56 | 0.56 | 0.56 | 0.56 | 0.56 | 0.56 | 0.56 | 0.56 | 0.56 | 0.56 | 0.56 | 0.56 | 0.56 | 0.56 | 0.56 | 0.56 | 0.56 | 0.56 | 0.56 | 0.56 | 0.56 | 0.56 | 0.56 | 0.56 | 0.56 | 0.56 | 0.56 | 0.56 | 0.56 | 0.56 | 0.56 | 0.56 | 0.56 | 0.56 | 0.56 | 0.56 | 0.56 | 0.56 | 0.56 | 0.56 | 0.56 | 0.56
D3HSF0540 | 0.56 | 0.56 | 0.56 | 0.56 | 0.56 | 0.56 | 0.56 | 0.56 | 0.56 | 0.56 | 0.56 | 0.56 | 0.56 | 0.56 | 0.56 | 0.56 | 0.56 | 0.56 | 0.56 | 0.56 | 0.56 | 0.56 | 0.56 | 0.56 | 0.56 | 0.56 | 0.56 | 0.56 | 0.56 | 0.56 | 0.56 | 0.56 | 0.56 | 0.56 | 0.56 | 0.56 | 0.56 | 0.56 | 0.56 | 0.56 | 0.56 | 0.56 | 0.56 | 0.56 | 0.56 | 0.56 | 0.56 | 0.56 | 0.56 | 0.56 | 0.56
D3HSF0759 | 0.56 | 0.56 | 0.56 | 0.56 | 0.56 | 0.56 | 0.56 | 0.56 | 0.56 | 0.56 | 0.56 | 0.56 | 0.56 | 0.56 | 0.56 | 0.56 | 0.56 | 0.56 | 0.56 | 0.56 | 0.56 | 0.56 | 0.56 | 0.56 | 0.56 | 0.56 | 0.56 | 0.56 | 0.56 | 0.56 | 0.56 | 0.56 | 0.56 | 0.56 | 0.56 | 0.56 | 0.56 | 0.56 | 0.56 | 0.56 | 0.56 | 0.56 | 0.56 | 0.56 | 0.56 | 0.56 | 0.56 | 0.56 | 0.56 | 0.56 | 0.56
D3HSF0763 | 0.56 | 0.56 | 0.56 | 0.56 | 0.56 | 0.56 | 0.56 | 0.56 | 0.56 | 0.56 | 0.56 | 0.56 | 0.56 | 0.56 | 0.56 | 0.56 | 0.56 | 0.56 | 0.56 | 0.56 | 0.56 | 0.56 | 0.56 | 0.56 | 0.56 | 0.56 | 0.56 | 0.56 | 0.56 | 0.56 | 0.56 | 0.56 | 0.56 | 0.56 | 0.56 | 0.56 | 0.56 | 0.56 | 0.56 | 0.56 | 0.56 | 0.56 | 0.56 | 0.56 | 0.56 | 0.56 | 0.56 | 0.56 | 0.56 | 0.56 | 0.56
D3HSF0856 | 0.56 | 0.56 | 0.56 | 0.56 | 0.56 | 0.56 | 0.56 | 0.56 | 0.56 | 0.56 | 0.56 | 0.56 | 0.56 | 0.56 | 0.56 | 0.56 | 0.56 | 0.56 | 0.56 | 0.56 | 0.56 | 0.56 | 0.56 | 0.56 | 0.56 | 0.56 | 0.56 | 0.56 | 0.56 | 0.56 | 0.56 | 0.56 | 0.56 | 0.56 | 0.56 | 0.56 | 0.56 | 0.56 | 0.56 | 0.56 | 0.56 | 0.56 | 0.56 | 0.56 | 0.56 | 0.56 | 0.56 | 0.56 | 0.56 | 0.56 | 0.56
D3HSF0931 | 0.56 | 0.56 | 0.56 | 0.56 | 0.56 | 0.56 | 0.56 | 0.56 | 0.56 | 0.56 | 0.56 | 0.56 | 0.56 | 0.56 | 0.56 | 0.56 | 0.56 | 0.56 | 0.56 | 0.56 | 0.56 | 0.56 | 0.56 | 0.56 | 0.56 | 0.56 | 0.56 | 0.56 | 0.56 | 0.56 | 0.56 | 0.56 | 0.56 | 0.56 | 0.56 | 0.56 | 0.56 | 0.56 | 0.56 | 0.56 | 0.56 | 0.56 | 0.56 | 0.56 | 0.56 | 0.56 | 0.56 | 0.56 | 0.56 | 0.56 | 0.56
D3HSF0939 | 0.56 | 0.56 | 0.56 | 0.56 | 0.56 | 0.56 | 0.56 | 0.56 | 0.56 | 0.56 | 0.56 | 0.56 | 0.56 | 0.56 | 0.56 | 0.56 | 0.56 | 0.56 | 0.56 | 0.56 | 0.56 | 0.56 | 0.56 | 0.56 | 0.56 | 0.56 | 0.56 | 0.56 | 0.56 | 0.56 | 0.56 | 0.56 | 0.56 | 0.56 | 0.56 | 0.56 | 0.56 | 0.56 | 0.56 | 0.56 | 0.56 | 0.56 | 0.56 | 0.56 | 0.56 | 0.56 | 0.56 | 0.56 | 0.56 | 0.56 | 0.56
D3HLT0027 | 0.56 | 0.56 | 0.56 | 0.56 | 0.56 | 0.56 | 0.56 | 0.56 | 0.56 | 0.56 | 0.56 | 0.56 | 0.56 | 0.56 | 0.56 | 0.56 | 0.56 | 0.56 | 0.56 | 0.56 | 0.56 | 0.56 | 0.56 | 0.56 | 0.56 | 0.56 | 0.56 | 0.56 | 0.56 | 0.56 | 0.56 | 0.56 | 0.56 | 0.56 | 0.56 | 0.56 | 0.56 | 0.56 | 0.56 | 0.56 | 0.56 | 0.56 | 0.56 | 0.56 | 0.56 | 0.56 | 0.56 | 0.56 | 0.56 | 0.56 | 0.56
D3HLT0030 | 0.56 | 0.56 | 0.56 | 0.56 | 0.56 | 0.56 | 0.56 | 0.56 | 0.56 | 0.56 | 0.56 | 0.56 | 0.56 | 0.56 | 0.56 | 0.56 | 0.56 | 0.56 | 0.56 | 0.56 | 0.56 | 0.56 | 0.56 | 0.56 | 0.56 | 0.56 | 0.56 | 0.56 | 0.56 | 0.56 | 0.56 | 0.56 | 0.56 | 0.56 | 0.56 | 0.56 | 0.56 | 0.56 | 0.56 | 0.56 | 0.56 | 0.56 | 0.56 | 0.56 | 0.56 | 0.56 | 0.56 | 0.56 | 0.56 | 0.56 | 0.56
D3HLT0040 | 0.56 | 0.56 | 0.56 | 0.56 | 0.56 | 0.56 | 0.56 | 0.56 | 0.56 | 0.56 | 0.56 | 0.56 | 0.56 | 0.56 | 0.56 | 0.56 | 0.56 | 0.56 | 0.56 | 0.56 | 0.56 | 0.56 | 0.56 | 0.56 | 0.56 | 0.56 | 0.56 | 0.56 | 0.56 | 0.56 | 0.56 | 0.56 | 0.56 | 0.56 | 0.56 | 0.56 | 0.56 | 0.56 | 0.56 | 0.56 | 0.56 | 0.56 | 0.56 | 0.56 | 0.56 | 0.56 | 0.56 | 0.56 | 0.56 | 0.56 | 0.56
D3HLT0046 | 0.56 | 0.56 | 0.56 | 0.56 | 0.56 | 0.56 | 0.56 | 0.56 | 0.56 | 0.56 | 0.56 | 0.56 | 0.56 | 0.56 | 0.56 | 0.56 | 0.56 | 0.56 | 0.56 | 0.56 | 0.56 | 0.56 | 0.56 | 0.56 | 0.56 | 0.56 | 0.56 | 0.56 | 0.56 | 0.56 | 0.56 | 0.56 | 0.56 | 0.56 | 0.56 | 0.56 | 0.56 | 0.56 | 0.56 | 0.56 | 0.56 | 0.56 | 0.56 | 0.56 | 0.56 | 0.56 | 0.56 | 0.56 | 0.56 | 0.56 | 0.56
D3HLT0067 | 0.56 | 0.56 | 0.56 | 0.56 | 0.56 | 0.56 | 0.56 | 0.56 | 0.56 | 0.56 | 0.56 | 0.56 | 0.56 | 0.56 | 0.56 | 0.56 | 0.56 | 0.56 | 0.56 | 0.56 | 0.56 | 0.56 | 0.56 | 0.56 | 0.56 | 0.56 | 0.56 | 0.56 | 0.56 | 0.56 | 0.56 | 0.56 | 0.56 | 0.56 | 0.56 | 0.56 | 0.56 | 0.56 | 0.56 | 0.56 | 0.56 | 0.56 | 0.56 | 0.56 | 0.56 | 0.56 | 0.56 | 0.56 | 0.56 | 0.56 | 0.56
D3HSF0911 | 0.56 | 0.56 | 0.56 | 0.56 | 0.56 | 0.56 | 0.56 | 0.56 | 0.56 | 0.56 | 0.56 | 0.56 | 0.56 | 0.56 | 0.56 | 0.56 | 0.56 | 0.56 | 0.56 | 0.56 | 0.56 | 0.56 | 0.56 | 0.56 | 0.56 | 0.56 | 0.56 | 0.56 | 0.56 | 0.56 | 0.56 | 0.56 | 0.56 | 0.56 | 0.56 | 0.56 | 0.56 | 0.56 | 0.56 | 0.56 | 0.56 | 0.56 | 0.56 | 0.56 | 0.56 | 0.56 | 0.56 | 0.56 | 0.56 | 0.56 | 0.56
D3HSF0982 | 0.56 | 0.56 | 0.56 | 0.56 | 0.56 | 0.56 | 0.56 | 0.56 | 0.56 | 0.56 | 0.56 | 0.56 | 0.56 | 0.56 | 0.56 | 0.56 | 0.56 | 0.56 | 0.56 | 0.56 | 0.56 | 0.56 | 0.56 | 0.56 | 0.56 | 0.56 | 0.56 | 0.56 | 0.56 | 0.56 | 0.56 | 0.56 | 0.56 | 0.56 | 0.56 | 0.56 | 0.56 | 0.56 | 0.56 | 0.56 | 0.56 | 0.56 | 0.56 | 0.56 | 0.56 | 0.56 | 0.56 | 0.56 | 0.56 | 0.56 | 0.56
D3HLT0033 | 0.56 | 0.56 | 0.56 | 0.56 | 0.56 | 0.56 | 0.56 | 0.56 | 0.56 | 0.56 | 0.56 | 0.56 | 0.56 | 0.56 | 0.56 | 0.56 | 0.56 | 0.56 | 0.56 | 0.56 | 0.56 | 0.56 | 0.56 | 0.56 | 0.56 | 0.56 | 0.56 | 0.56 | 0.56 | 0.56 | 0.56 | 0.56 | 0.56 | 0.56 | 0.56 | 0.56 | 0.56 | 0.56 | 0.56 | 0.56 | 0.56 | 0.56 | 0.56 | 0.56 | 0.56 | 0.56 | 0.56 | 0.56 | 0.56 | 0.56 | 0.56
D3HSFO01 | 0.56 | 0.56 | 0.56 | 0.56 | 0.56 | 0.56 | 0.56 | 0.56 | 0.56 | 0.56 | 0.56 | 0.56 | 0.56 | 0.56 | 0.56 | 0.56 | 0.56 | 0.56 | 0.56 | 0.56 | 0.56 | 0.56 | 0.56 | 0.56 | 0.56 | 0.56 | 0.56 | 0.56 | 0.56 | 0.56 | 0.56 | 0.56 | 0.56 | 0.56 | 0.56 | 0.56 | 0.56 | 0.56 | 0.56 | 0.56 | 0.56 | 0.56 | 0.56 | 0.56 | 0.56 | 0.56 | 0.56 | 0.56 | 0.56 | 0.56 | 0.56
D3HSFO02 | 0.56 | 0.56 | 0.56 | 0.56 | 0.56 | 0.56 | 0.56 | 0.56 | 0.56 | 0.56 | 0.56 | 0.56 | 0.56 | 0.56 | 0.56 | 0.56 | 0.56 | 0.56 | 0.56 | 0.56 | 0.56 | 0.56 | 0.56 | 0.56 | 0.56 | 0.56 | 0.56 | 0.56 | 0.56 | 0.56 | 0.56 | 0.56 | 0.56 | 0.56 | 0.56 | 0.56 | 0.56 | 0.56 | 0.56 | 0.56 | 0.56 | 0.56 | 0.56 | 0.56 | 0.56 | 0.56 | 0.56 | 0.56 | 0.56 | 0.56 | 0.56
D3HSFO03 | 0.56 | 0.56 | 0.56 | 0.56 | 0.56 | 0.56 | 0.56 | 0.56 | 0.56 | 0.56 | 0.56 | 0.56 | 0.56 | 0.56 | 0.56 | 0.56 | 0.56 | 0.56 | 0.56 | 0.56 | 0.56 | 0.56 | 0.56 | 0.56 | 0.56 | 0.56 | 0.56 | 0.56 | 0.56 | 0.56 | 0.56 | 0.56 | 0.56 | 0.56 | 0.56 | 0.56 | 0.56 | 0.56 | 0.56 | 0.56 | 0.56 | 0.56 | 0.56 | 0.56 | 0.56 | 0.56 | 0.56 | 0.56 | 0.56 | 0.56 | 0.56

## CapacityFactor
Repeats | Region | Supply tech | TS name | Input data
1 | DR | D3IMPELC |  | [DRC,D3IMPELC,*,*] : | 2020 | 2021 | 2022 | 2023 | 2024 | 2025 | 2026 | 2027 | 2028 | 2029 | 2030 | 2031 | 2032 | 2033 | 2034 | 2035 | 2036 | 2037 | 2038 | 2039 | 2040 | 2041 | 2042 | 2043 | 2044 | 2045 | 2046 | 2047 | 2048 | 2049 | 2050 :=
1 | DR | D3IMPELC | TS01 | TS01 | bar: 2020 to 2050 :=
1 | DR | D3IMPELC | TS02 | TS02 | bar: 2020 to 2050 :=
1 | DR | D3IMPELC | TS03 | TS03 | bar: 2020 to 2050 :=
1 | DR | D3IMPELC | TS04 | TS04 | bar: 2020 to 2050 :=
1 | DR | D3IMPELC | TS05 | TS05 | bar: 2020 to 2050 :=
1 | DR | D3IMPELC | TS06 | TS06 | bar: 2020 to 2050 :=
1 | DR | D3IMPELC | TS07 | TS07 | bar: 2020 to 2050 :=
1 | DR | D3IMPELC | TS08 | TS08 | bar: 2020 to 2050 :=
1 | DR | D3IMPELC | TS09 | TS09 | bar: 2020 to 2050 :=
1 | DR | D3IMPELC | TS10 | TS10 | bar: 2020 to 2050 :=
1 | DR | D3IMPELC | TS11 | TS11 | bar: 2020 to 2050 :=
1 | DR | D3IMPELC | TS12 | TS12 | bar: 2020 to 2050 :=
1 | DR | D3IMPELC | TS13 | TS13 | bar: 2020 to 2050 :=
1 | DR | D3IMPELC | TS14 | TS14 | bar: 2020 to 2050 :=
1 | DR | D3IMPELC | TS15 | TS15 | bar: 2020 to 2050 :=
1 | DR | D3IMPELC | TS16 | TS16 | bar: 2020 to 2050 :=
1 | DR | D3IMPELC | TS17 | TS17 | bar: 2020 to 2050 :=
1 | DR | D3IMPELC | TS18 | TS18 | bar: 2020 to 2050 :=
1 | DR | D3IMPELC | TS19 | TS19 | bar: 2020 to 2050 :=
1 | DR | D3IMPELC | TS20 | TS20 | bar: 2020 to 2050 :=
1 | DR | D3IMPELC | TS21 | TS21 | bar: 2020 to 2050 :=
1 | DR | D3IMPELC | TS22 | TS22 | bar: 2020 to 2050 :=
1 | DR | D3IMPELC | TS23 | TS23 | bar: 2020 to 2050 :=
1 | DR | D3IMPELC | TS24 | TS24 | bar: 2020 to 2050 :=
1 | DR | D3IMPELC | TS25 | TS25 | bar: 2020 to 2050 :=
1 | DR | D3IMPELC | TS26 | TS26 | bar: 2020 to 2050 :=
1 | DR | D3IMPELC | TS27 | TS27 | bar: 2020 to 2050 :=
1 | DR | D3IMPELC | TS28 | TS28 | bar: 2020 to 2050 :=
1 | DR | D3IMPELC | TS29 | TS29 | bar: 2020 to 2050 :=
1 | DR | D3IMPELC | TS30 | TS30 | bar: 2020 to 2050 :=
1 | DR | D3IMPELC | TS31 | TS31 | bar: 2020 to 2050 :=
1 | DR | D3IMPELC | TS32 | TS32 | bar: 2020 to 2050 :=
1 | DR | D3IMPELC | TS33 | TS33 | bar: 2020 to 2050 :=
1 | DR | D3IMPELC | TS34 | TS34 | bar: 2020 to 2050 :=
1 | DR | D3IMPELC | TS35 | TS35 | bar: 2020 to 2050 :=
1 | DR | D3IMPELC | TS36 | TS36 | bar: 2020 to 2050 :=
1 | DR | D3IMPELC | TS37 | TS37 | bar: 2020 to 2050 :=
1 | DR | D3IMPELC | TS38 | TS38 | bar: 2020 to 2050 :=
1 | DR | D3IMPELC | TS39 | TS39 | bar: 2020 to 2050 :=
1 | DR | D3IMPELC | TS40 | TS40 | bar: 2020 to 2050 :=
2 | DR | D3DSGC00 |  | [DRC,D3DSGC00,*,*] : | 2020 | 2021 | 2022 | 2023 | 2024 | 2025 | 2026 | 2027 | 2028 | 2029 | 2030 | 2031 | 2032 | 2033 | 2034 | 2035 | 2036 | 2037 | 2038 | 2039 | 2040 | 2041 | 2042 | 2043 | 2044 | 2045 | 2046 | 2047 | 2048 | 2049 | 2050 :=
2 | DR | D3DSGC00 | TS01 | TS01 | bar: 2020 to 2050 :=
2 | DR | D3DSGC00 | TS02 | TS02 | bar: 2020 to 2050 :=
2 | DR | D3DSGC00 | TS03 | TS03 | bar: 2020 to 2050 :=
2 | DR | D3DSGC00 | TS04 | TS04 | bar: 2020 to 2050 :=
2 | DR | D3DSGC00 | TS05 | TS05 | bar: 2020 to 2050 :=
2 | DR | D3DSGC00 | TS06 | TS06 | bar: 2020 to 2050 :=
2 | DR | D3DSGC00 | TS07 | TS07 | bar: 2020 to 2050 :=
2 | DR | D3DSGC00 | TS08 | TS08 | bar: 2020 to 2050 :=
2 | DR | D3DSGC00 | TS09 | TS09 | bar: 2020 to 2050 :=
2 | DR | D3DSGC00 | TS10 | TS10 | bar: 2020 to 2050 :=
2 | DR | D3DSGC00 | TS11 | TS11 | bar: 2020 to 2050 :=
2 | DR | D3DSGC00 | TS12 | TS12 | bar: 2020 to 2050 :=
2 | DR | D3DSGC00 | TS13 | TS13 | bar: 2020 to 2050 :=
2 | DR | D3DSGC00 | TS14 | TS14 | bar: 2020 to 2050 :=
2 | DR | D3DSGC00 | TS15 | TS15 | bar: 2020 to 2050 :=
2 | DR | D3DSGC00 | TS16 | TS16 | bar: 2020 to 2050 :=
2 | DR | D3DSGC00 | TS17 | TS17 | bar: 2020 to 2050 :=
2 | DR | D3DSGC00 | TS18 | TS18 | bar: 2020 to 2050 :=
2 | DR | D3DSGC00 | TS19 | TS19 | bar: 2020 to 2050 :=
2 | DR | D3DSGC00 | TS20 | TS20 | bar: 2020 to 2050 :=
2 | DR | D3DSGC00 | TS21 | TS21 | bar: 2020 to 2050 :=
2 | DR | D3DSGC00 | TS22 | TS22 | bar: 2020 to 2050 :=
2 | DR | D3DSGC00 | TS23 | TS23 | bar: 2020 to 2050 :=
2 | DR | D3DSGC00 | TS24 | TS24 | bar: 2020 to 2050 :=
2 | DR | D3DSGC00 | TS25 | TS25 | bar: 2020 to 2050 :=
2 | DR | D3DSGC00 | TS26 | TS26 | bar: 2020 to 2050 :=
2 | DR | D3DSGC00 | TS27 | TS27 | bar: 2020 to 2050 :=
2 | DR | D3DSGC00 | TS28 | TS28 | bar: 2020 to 2050 :=
2 | DR | D3DSGC00 | TS29 | TS29 | bar: 2020 to 2050 :=
2 | DR | D3DSGC00 | TS30 | TS30 | bar: 2020 to 2050 :=
2 | DR | D3DSGC00 | TS31 | TS31 | bar: 2020 to 2050 :=
2 | DR | D3DSGC00 | TS32 | TS32 | bar: 2020 to 2050 :=
2 | DR | D3DSGC00 | TS33 | TS33 | bar: 2020 to 2050 :=
2 | DR | D3DSGC00 | TS34 | TS34 | bar: 2020 to 2050 :=
2 | DR | D3DSGC00 | TS35 | TS35 | bar: 2020 to 2050 :=
2 | DR | D3DSGC00 | TS36 | TS36 | bar: 2020 to 2050 :=
2 | DR | D3DSGC00 | TS37 | TS37 | bar: 2020 to 2050 :=
2 | DR | D3DSGC00 | TS38 | TS38 | bar: 2020 to 2050 :=
2 | DR | D3DSGC00 | TS39 | TS39 | bar: 2020 to 2050 :=
2 | DR | D3DSGC00 | TS40 | TS40 | bar: 2020 to 2050 :=
3 | DR | D3HFGC00 |  | [DRC,D3HFGC00,*,*] : | 2020 | 2021 | 2022 | 2023 | 2024 | 2025 | 2026 | 2027 | 2028 | 2029 | 2030 | 2031 | 2032 | 2033 | 2034 | 2035 | 2036 | 2037 | 2038 | 2039 | 2040 | 2041 | 2042 | 2043 | 2044 | 2045 | 2046 | 2047 | 2048 | 2049 | 2050 :=
3 | DR | D3HFGC00 | TS01 | TS01 | bar: 2020 to 2050 :=
3 | DR | D3HFGC00 | TS02 | TS02 | bar: 2020 to 2050 :=
3 | DR | D3HFGC00 | TS03 | TS03 | bar: 2020 to 2050 :=
3 | DR | D3HFGC00 | TS04 | TS04 | bar: 2020 to 2050 :=
3 | DR | D3HFGC00 | TS05 | TS05 | bar: 2020 to 2050 :=
3 | DR | D3HFGC00 | TS06 | TS06 | bar: 2020 to 2050 :=
3 | DR | D3HFGC00 | TS07 | TS07 | bar: 2020 to 2050 :=
3 | DR | D3HFGC00 | TS08 | TS08 | bar: 2020 to 2050 :=
3 | DR | D3HFGC00 | TS09 | TS09 | bar: 2020 to 2050 :=
3 | DR | D3HFGC00 | TS10 | TS10 | bar: 2020 to 2050 :=
3 | DR | D3HFGC00 | TS11 | TS11 | bar: 2020 to 2050 :=
3 | DR | D3HFGC00 | TS12 | TS12 | bar: 2020 to 2050 :=
3 | DR | D3HFGC00 | TS13 | TS13 | bar: 2020 to 2050 :=
3 | DR | D3HFGC00 | TS14 | TS14 | bar: 2020 to 2050 :=
3 | DR | D3HFGC00 | TS15 | TS15 | bar: 2020 to 2050 :=
3 | DR | D3HFGC00 | TS16 | TS16 | bar: 2020 to 2050 :=
3 | DR | D3HFGC00 | TS17 | TS17 | bar: 2020 to 2050 :=
3 | DR | D3HFGC00 | TS18 | TS18 | bar: 2020 to 2050 :=
3 | DR | D3HFGC00 | TS19 | TS19 | bar: 2020 to 2050 :=
3 | DR | D3HFGC00 | TS20 | TS20 | bar: 2020 to 2050 :=
3 | DR | D3HFGC00 | TS21 | TS21 | bar: 2020 to 2050 :=
3 | DR | D3HFGC00 | TS22 | TS22 | bar: 2020 to 2050 :=
3 | DR | D3HFGC00 | TS23 | TS23 | bar: 2020 to 2050 :=
3 | DR | D3HFGC00 | TS24 | TS24 | bar: 2020 to 2050 :=
3 | DR | D3HFGC00 | TS25 | TS25 | bar: 2020 to 2050 :=
3 | DR | D3HFGC00 | TS26 | TS26 | bar: 2020 to 2050 :=
3 | DR | D3HFGC00 | TS27 | TS27 | bar: 2020 to 2050 :=
3 | DR | D3HFGC00 | TS28 | TS28 | bar: 2020 to 2050 :=
3 | DR | D3HFGC00 | TS29 | TS29 | bar: 2020 to 2050 :=
3 | DR | D3HFGC00 | TS30 | TS30 | bar: 2020 to 2050 :=
3 | DR | D3HFGC00 | TS31 | TS31 | bar: 2020 to 2050 :=
3 | DR | D3HFGC00 | TS32 | TS32 | bar: 2020 to 2050 :=
3 | DR | D3HFGC00 | TS33 | TS33 | bar: 2020 to 2050 :=
3 | DR | D3HFGC00 | TS34 | TS34 | bar: 2020 to 2050 :=
3 | DR | D3HFGC00 | TS35 | TS35 | bar: 2020 to 2050 :=
3 | DR | D3HFGC00 | TS36 | TS36 | bar: 2020 to 2050 :=
3 | DR | D3HFGC00 | TS37 | TS37 | bar: 2020 to 2050 :=
3 | DR | D3HFGC00 | TS38 | TS38 | bar: 2020 to 2050 :=
3 | DR | D3HFGC00 | TS39 | TS39 | bar: 2020 to 2050 :=
3 | DR | D3HFGC00 | TS40 | TS40 | bar: 2020 to 2050 :=
4 | DR | D3NGOC00 |  | [DRC,D3NGOC00,*,*] : | 2020 | 2021 | 2022 | 2023 | 2024 | 2025 | 2026 | 2027 | 2028 | 2029 | 2030 | 2031 | 2032 | 2033 | 2034 | 2035 | 2036 | 2037 | 2038 | 2039 | 2040 | 2041 | 2042 | 2043 | 2044 | 2045 | 2046 | 2047 | 2048 | 2049 | 2050 :=
4 | DR | D3NGOC00 | TS01 | TS01 | bar: 2020 to 2050 :=
4 | DR | D3NGOC00 | TS02 | TS02 | bar: 2020 to 2050 :=
4 | DR | D3NGOC00 | TS03 | TS03 | bar: 2020 to 2050 :=
4 | DR | D3NGOC00 | TS04 | TS04 | bar: 2020 to 2050 :=
4 | DR | D3NGOC00 | TS05 | TS05 | bar: 2020 to 2050 :=
4 | DR | D3NGOC00 | TS06 | TS06 | bar: 2020 to 2050 :=
4 | DR | D3NGOC00 | TS07 | TS07 | bar: 2020 to 2050 :=
4 | DR | D3NGOC00 | TS08 | TS08 | bar: 2020 to 2050 :=
4 | DR | D3NGOC00 | TS09 | TS09 | bar: 2020 to 2050 :=
4 | DR | D3NGOC00 | TS10 | TS10 | bar: 2020 to 2050 :=
4 | DR | D3NGOC00 | TS11 | TS11 | bar: 2020 to 2050 :=
4 | DR | D3NGOC00 | TS12 | TS12 | bar: 2020 to 2050 :=
4 | DR | D3NGOC00 | TS13 | TS13 | bar: 2020 to 2050 :=
4 | DR | D3NGOC00 | TS14 | TS14 | bar: 2020 to 2050 :=
4 | DR | D3NGOC00 | TS15 | TS15 | bar: 2020 to 2050 :=
4 | DR | D3NGOC00 | TS16 | TS16 | bar: 2020 to 2050 :=
4 | DR | D3NGOC00 | TS17 | TS17 | bar: 2020 to 2050 :=
4 | DR | D3NGOC00 | TS18 | TS18 | bar: 2020 to 2050 :=
4 | DR | D3NGOC00 | TS19 | TS19 | bar: 2020 to 2050 :=
4 | DR | D3NGOC00 | TS20 | TS20 | bar: 2020 to 2050 :=
4 | DR | D3NGOC00 | TS21 | TS21 | bar: 2020 to 2050 :=
4 | DR | D3NGOC00 | TS22 | TS22 | bar: 2020 to 2050 :=
4 | DR | D3NGOC00 | TS23 | TS23 | bar: 2020 to 2050 :=
4 | DR | D3NGOC00 | TS24 | TS24 | bar: 2020 to 2050 :=
4 | DR | D3NGOC00 | TS25 | TS25 | bar: 2020 to 2050 :=
4 | DR | D3NGOC00 | TS26 | TS26 | bar: 2020 to 2050 :=
4 | DR | D3NGOC00 | TS27 | TS27 | bar: 2020 to 2050 :=
4 | DR | D3NGOC00 | TS28 | TS28 | bar: 2020 to 2050 :=
4 | DR | D3NGOC00 | TS29 | TS29 | bar: 2020 to 2050 :=
4 | DR | D3NGOC00 | TS30 | TS30 | bar: 2020 to 2050 :=
4 | DR | D3NGOC00 | TS31 | TS31 | bar: 2020 to 2050 :=
4 | DR | D3NGOC00 | TS32 | TS32 | bar: 2020 to 2050 :=
4 | DR | D3NGOC00 | TS33 | TS33 | bar: 2020 to 2050 :=
4 | DR | D3NGOC00 | TS34 | TS34 | bar: 2020 to 2050 :=
4 | DR | D3NGOC00 | TS35 | TS35 | bar: 2020 to 2050 :=
4 | DR | D3NGOC00 | TS36 | TS36 | bar: 2020 to 2050 :=
4 | DR | D3NGOC00 | TS37 | TS37 | bar: 2020 to 2050 :=
4 | DR | D3NGOC00 | TS38 | TS38 | bar: 2020 to 2050 :=
4 | DR | D3NGOC00 | TS39 | TS39 | bar: 2020 to 2050 :=
4 | DR | D3NGOC00 | TS40 | TS40 | bar: 2020 to 2050 :=
5 | DR | D3NGCC00 |  | [DRC,D3NGCC00,*,*] : | 2020 | 2021 | 2022 | 2023 | 2024 | 2025 | 2026 | 2027 | 2028 | 2029 | 2030 | 2031 | 2032 | 2033 | 2034 | 2035 | 2036 | 2037 | 2038 | 2039 | 2040 | 2041 | 2042 | 2043 | 2044 | 2045 | 2046 | 2047 | 2048 | 2049 | 2050 :=
5 | DR | D3NGCC00 | TS01 | TS01 | bar: 2020 to 2050 :=
5 | DR | D3NGCC00 | TS02 | TS02 | bar: 2020 to 2050 :=
5 | DR | D3NGCC00 | TS03 | TS03 | bar: 2020 to 2050 :=
5 | DR | D3NGCC00 | TS04 | TS04 | bar: 2020 to 2050 :=
5 | DR | D3NGCC00 | TS05 | TS05 | bar: 2020 to 2050 :=
5 | DR | D3NGCC00 | TS06 | TS06 | bar: 2020 to 2050 :=
5 | DR | D3NGCC00 | TS07 | TS07 | bar: 2020 to 2050 :=
5 | DR | D3NGCC00 | TS08 | TS08 | bar: 2020 to 2050 :=
5 | DR | D3NGCC00 | TS09 | TS09 | bar: 2020 to 2050 :=
5 | DR | D3NGCC00 | TS10 | TS10 | bar: 2020 to 2050 :=
5 | DR | D3NGCC00 | TS11 | TS11 | bar: 2020 to 2050 :=
5 | DR | D3NGCC00 | TS12 | TS12 | bar: 2020 to 2050 :=
5 | DR | D3NGCC00 | TS13 | TS13 | bar: 2020 to 2050 :=
5 | DR | D3NGCC00 | TS14 | TS14 | bar: 2020 to 2050 :=
5 | DR | D3NGCC00 | TS15 | TS15 | bar: 2020 to 2050 :=
5 | DR | D3NGCC00 | TS16 | TS16 | bar: 2020 to 2050 :=
5 | DR | D3NGCC00 | TS17 | TS17 | bar: 2020 to 2050 :=
5 | DR | D3NGCC00 | TS18 | TS18 | bar: 2020 to 2050 :=
5 | DR | D3NGCC00 | TS19 | TS19 | bar: 2020 to 2050 :=
5 | DR | D3NGCC00 | TS20 | TS20 | bar: 2020 to 2050 :=
5 | DR | D3NGCC00 | TS21 | TS21 | bar: 2020 to 2050 :=
5 | DR | D3NGCC00 | TS22 | TS22 | bar: 2020 to 2050 :=
5 | DR | D3NGCC00 | TS23 | TS23 | bar: 2020 to 2050 :=
5 | DR | D3NGCC00 | TS24 | TS24 | bar: 2020 to 2050 :=
5 | DR | D3NGCC00 | TS25 | TS25 | bar: 2020 to 2050 :=
5 | DR | D3NGCC00 | TS26 | TS26 | bar: 2020 to 2050 :=
5 | DR | D3NGCC00 | TS27 | TS27 | bar: 2020 to 2050 :=
5 | DR | D3NGCC00 | TS28 | TS28 | bar: 2020 to 2050 :=
5 | DR | D3NGCC00 | TS29 | TS29 | bar: 2020 to 2050 :=
5 | DR | D3NGCC00 | TS30 | TS30 | bar: 2020 to 2050 :=
5 | DR | D3NGCC00 | TS31 | TS31 | bar: 2020 to 2050 :=
5 | DR | D3NGCC00 | TS32 | TS32 | bar: 2020 to 2050 :=
5 | DR | D3NGCC00 | TS33 | TS33 | bar: 2020 to 2050 :=
5 | DR | D3NGCC00 | TS34 | TS34 | bar: 2020 to 2050 :=
5 | DR | D3NGCC00 | TS35 | TS35 | bar: 2020 to 2050 :=
5 | DR | D3NGCC00 | TS36 | TS36 | bar: 2020 to 2050 :=
5 | DR | D3NGCC00 | TS37 | TS37 | bar: 2020 to 2050 :=
5 | DR | D3NGCC00 | TS38 | TS38 | bar: 2020 to 2050 :=
5 | DR | D3NGCC00 | TS39 | TS39 | bar: 2020 to 2050 :=
5 | DR | D3NGCC00 | TS40 | TS40 | bar: 2020 to 2050 :=
6 | DR | D3NGEC00 |  | [DRC,D3NGEC00,*,*] : | 2020 | 2021 | 2022 | 2023 | 2024 | 2025 | 2026 | 2027 | 2028 | 2029 | 2030 | 2031 | 2032 | 2033 | 2034 | 2035 | 2036 | 2037 | 2038 | 2039 | 2040 | 2041 | 2042 | 2043 | 2044 | 2045 | 2046 | 2047 | 2048 | 2049 | 2050 :=
6 | DR | D3NGEC00 | TS01 | TS01 | bar: 2020 to 2050 :=
6 | DR | D3NGEC00 | TS02 | TS02 | bar: 2020 to 2050 :=
6 | DR | D3NGEC00 | TS03 | TS03 | bar: 2020 to 2050 :=
6 | DR | D3NGEC00 | TS04 | TS04 | bar: 2020 to 2050 :=
6 | DR | D3NGEC00 | TS05 | TS05 | bar: 2020 to 2050 :=
6 | DR | D3NGEC00 | TS06 | TS06 | bar: 2020 to 2050 :=
6 | DR | D3NGEC00 | TS07 | TS07 | bar: 2020 to 2050 :=
6 | DR | D3NGEC00 | TS08 | TS08 | bar: 2020 to 2050 :=
6 | DR | D3NGEC00 | TS09 | TS09 | bar: 2020 to 2050 :=
6 | DR | D3NGEC00 | TS10 | TS10 | bar: 2020 to 2050 :=
6 | DR | D3NGEC00 | TS11 | TS11 | bar: 2020 to 2050 :=
6 | DR | D3NGEC00 | TS12 | TS12 | bar: 2020 to 2050 :=
6 | DR | D3NGEC00 | TS13 | TS13 | bar: 2020 to 2050 :=
6 | DR | D3NGEC00 | TS14 | TS14 | bar: 2020 to 2050 :=
6 | DR | D3NGEC00 | TS15 | TS15 | bar: 2020 to 2050 :=
6 | DR | D3NGEC00 | TS16 | TS16 | bar: 2020 to 2050 :=
6 | DR | D3NGEC00 | TS17 | TS17 | bar: 2020 to 2050 :=
6 | DR | D3NGEC00 | TS18 | TS18 | bar: 2020 to 2050 :=
6 | DR | D3NGEC00 | TS19 | TS19 | bar: 2020 to 2050 :=
6 | DR | D3NGEC00 | TS20 | TS20 | bar: 2020 to 2050 :=
6 | DR | D3NGEC00 | TS21 | TS21 | bar: 2020 to 2050 :=
6 | DR | D3NGEC00 | TS22 | TS22 | bar: 2020 to 2050 :=
6 | DR | D3NGEC00 | TS23 | TS23 | bar: 2020 to 2050 :=
6 | DR | D3NGEC00 | TS24 | TS24 | bar: 2020 to 2050 :=
6 | DR | D3NGEC00 | TS25 | TS25 | bar: 2020 to 2050 :=
6 | DR | D3NGEC00 | TS26 | TS26 | bar: 2020 to 2050 :=
6 | DR | D3NGEC00 | TS27 | TS27 | bar: 2020 to 2050 :=
6 | DR | D3NGEC00 | TS28 | TS28 | bar: 2020 to 2050 :=
6 | DR | D3NGEC00 | TS29 | TS29 | bar: 2020 to 2050 :=
6 | DR | D3NGEC00 | TS30 | TS30 | bar: 2020 to 2050 :=
6 | DR | D3NGEC00 | TS31 | TS31 | bar: 2020 to 2050 :=
6 | DR | D3NGEC00 | TS32 | TS32 | bar: 2020 to 2050 :=
6 | DR | D3NGEC00 | TS33 | TS33 | bar: 2020 to 2050 :=
6 | DR | D3NGEC00 | TS34 | TS34 | bar: 2020 to 2050 :=
6 | DR | D3NGEC00 | TS35 | TS35 | bar: 2020 to 2050 :=
6 | DR | D3NGEC00 | TS36 | TS36 | bar: 2020 to 2050 :=
6 | DR | D3NGEC00 | TS37 | TS37 | bar: 2020 to 2050 :=
6 | DR | D3NGEC00 | TS38 | TS38 | bar: 2020 to 2050 :=
6 | DR | D3NGEC00 | TS39 | TS39 | bar: 2020 to 2050 :=
6 | DR | D3NGEC00 | TS40 | TS40 | bar: 2020 to 2050 :=
7 | DR | D3BMBC00 |  | [DRC,D3BMBC00,*,*] : | 2020 | 2021 | 2022 | 2023 | 2024 | 2025 | 2026 | 2027 | 2028 | 2029 | 2030 | 2031 | 2032 | 2033 | 2034 | 2035 | 2036 | 2037 | 2038 | 2039 | 2040 | 2041 | 2042 | 2043 | 2044 | 2045 | 2046 | 2047 | 2048 | 2049 | 2050 :=
7 | DR | D3BMBC00 | TS01 | TS01 | bar: 2020 to 2050 :=
7 | DR | D3BMBC00 | TS02 | TS02 | bar: 2020 to 2050 :=
7 | DR | D3BMBC00 | TS03 | TS03 | bar: 2020 to 2050 :=
7 | DR | D3BMBC00 | TS04 | TS04 | bar: 2020 to 2050 :=
7 | DR | D3BMBC00 | TS05 | TS05 | bar: 2020 to 2050 :=
7 | DR | D3BMBC00 | TS06 | TS06 | bar: 2020 to 2050 :=
7 | DR | D3BMBC00 | TS07 | TS07 | bar: 2020 to 2050 :=
7 | DR | D3BMBC00 | TS08 | TS08 | bar: 2020 to 2050 :=
7 | DR | D3BMBC00 | TS09 | TS09 | bar: 2020 to 2050 :=
7 | DR | D3BMBC00 | TS10 | TS10 | bar: 2020 to 2050 :=
7 | DR | D3BMBC00 | TS11 | TS11 | bar: 2020 to 2050 :=
7 | DR | D3BMBC00 | TS12 | TS12 | bar: 2020 to 2050 :=
7 | DR | D3BMBC00 | TS13 | TS13 | bar: 2020 to 2050 :=
7 | DR | D3BMBC00 | TS14 | TS14 | bar: 2020 to 2050 :=
7 | DR | D3BMBC00 | TS15 | TS15 | bar: 2020 to 2050 :=
7 | DR | D3BMBC00 | TS16 | TS16 | bar: 2020 to 2050 :=
7 | DR | D3BMBC00 | TS17 | TS17 | bar: 2020 to 2050 :=
7 | DR | D3BMBC00 | TS18 | TS18 | bar: 2020 to 2050 :=
7 | DR | D3BMBC00 | TS19 | TS19 | bar: 2020 to 2050 :=
7 | DR | D3BMBC00 | TS20 | TS20 | bar: 2020 to 2050 :=
7 | DR | D3BMBC00 | TS21 | TS21 | bar: 2020 to 2050 :=
7 | DR | D3BMBC00 | TS22 | TS22 | bar: 2020 to 2050 :=
7 | DR | D3BMBC00 | TS23 | TS23 | bar: 2020 to 2050 :=
7 | DR | D3BMBC00 | TS24 | TS24 | bar: 2020 to 2050 :=
7 | DR | D3BMBC00 | TS25 | TS25 | bar: 2020 to 2050 :=
7 | DR | D3BMBC00 | TS26 | TS26 | bar: 2020 to 2050 :=
7 | DR | D3BMBC00 | TS27 | TS27 | bar: 2020 to 2050 :=
7 | DR | D3BMBC00 | TS28 | TS28 | bar: 2020 to 2050 :=
7 | DR | D3BMBC00 | TS29 | TS29 | bar: 2020 to 2050 :=
7 | DR | D3BMBC00 | TS30 | TS30 | bar: 2020 to 2050 :=
7 | DR | D3BMBC00 | TS31 | TS31 | bar: 2020 to 2050 :=
7 | DR | D3BMBC00 | TS32 | TS32 | bar: 2020 to 2050 :=
7 | DR | D3BMBC00 | TS33 | TS33 | bar: 2020 to 2050 :=
7 | DR | D3BMBC00 | TS34 | TS34 | bar: 2020 to 2050 :=
7 | DR | D3BMBC00 | TS35 | TS35 | bar: 2020 to 2050 :=
7 | DR | D3BMBC00 | TS36 | TS36 | bar: 2020 to 2050 :=
7 | DR | D3BMBC00 | TS37 | TS37 | bar: 2020 to 2050 :=
7 | DR | D3BMBC00 | TS38 | TS38 | bar: 2020 to 2050 :=
7 | DR | D3BMBC00 | TS39 | TS39 | bar: 2020 to 2050 :=
7 | DR | D3BMBC00 | TS40 | TS40 | bar: 2020 to 2050 :=
8 | DR | D3BWWC00 |  | [DRC,D3BWWC00,*,*] : | 2020 | 2021 | 2022 | 2023 | 2024 | 2025 | 2026 | 2027 | 2028 | 2029 | 2030 | 2031 | 2032 | 2033 | 2034 | 2035 | 2036 | 2037 | 2038 | 2039 | 2040 | 2041 | 2042 | 2043 | 2044 | 2045 | 2046 | 2047 | 2048 | 2049 | 2050 :=
8 | DR | D3BWWC00 | TS01 | TS01 | bar: 2020 to 2050 :=
8 | DR | D3BWWC00 | TS02 | TS02 | bar: 2020 to 2050 :=
8 | DR | D3BWWC00 | TS03 | TS03 | bar: 2020 to 2050 :=
8 | DR | D3BWWC00 | TS04 | TS04 | bar: 2020 to 2050 :=
8 | DR | D3BWWC00 | TS05 | TS05 | bar: 2020 to 2050 :=
8 | DR | D3BWWC00 | TS06 | TS06 | bar: 2020 to 2050 :=
8 | DR | D3BWWC00 | TS07 | TS07 | bar: 2020 to 2050 :=
8 | DR | D3BWWC00 | TS08 | TS08 | bar: 2020 to 2050 :=
8 | DR | D3BWWC00 | TS09 | TS09 | bar: 2020 to 2050 :=
8 | DR | D3BWWC00 | TS10 | TS10 | bar: 2020 to 2050 :=
8 | DR | D3BWWC00 | TS11 | TS11 | bar: 2020 to 2050 :=
8 | DR | D3BWWC00 | TS12 | TS12 | bar: 2020 to 2050 :=
8 | DR | D3BWWC00 | TS13 | TS13 | bar: 2020 to 2050 :=
8 | DR | D3BWWC00 | TS14 | TS14 | bar: 2020 to 2050 :=
8 | DR | D3BWWC00 | TS15 | TS15 | bar: 2020 to 2050 :=
8 | DR | D3BWWC00 | TS16 | TS16 | bar: 2020 to 2050 :=
8 | DR | D3BWWC00 | TS17 | TS17 | bar: 2020 to 2050 :=
8 | DR | D3BWWC00 | TS18 | TS18 | bar: 2020 to 2050 :=
8 | DR | D3BWWC00 | TS19 | TS19 | bar: 2020 to 2050 :=
8 | DR | D3BWWC00 | TS20 | TS20 | bar: 2020 to 2050 :=
8 | DR | D3BWWC00 | TS21 | TS21 | bar: 2020 to 2050 :=
8 | DR | D3BWWC00 | TS22 | TS22 | bar: 2020 to 2050 :=
8 | DR | D3BWWC00 | TS23 | TS23 | bar: 2020 to 2050 :=
8 | DR | D3BWWC00 | TS24 | TS24 | bar: 2020 to 2050 :=
8 | DR | D3BWWC00 | TS25 | TS25 | bar: 2020 to 2050 :=
8 | DR | D3BWWC00 | TS26 | TS26 | bar: 2020 to 2050 :=
8 | DR | D3BWWC00 | TS27 | TS27 | bar: 2020 to 2050 :=
8 | DR | D3BWWC00 | TS28 | TS28 | bar: 2020 to 2050 :=
8 | DR | D3BWWC00 | TS29 | TS29 | bar: 2020 to 2050 :=
8 | DR | D3BWWC00 | TS30 | TS30 | bar: 2020 to 2050 :=
8 | DR | D3BWWC00 | TS31 | TS31 | bar: 2020 to 2050 :=
8 | DR | D3BWWC00 | TS32 | TS32 | bar: 2020 to 2050 :=
8 | DR | D3BWWC00 | TS33 | TS33 | bar: 2020 to 2050 :=
8 | DR | D3BWWC00 | TS34 | TS34 | bar: 2020 to 2050 :=
8 | DR | D3BWWC00 | TS35 | TS35 | bar: 2020 to 2050 :=
8 | DR | D3BWWC00 | TS36 | TS36 | bar: 2020 to 2050 :=
8 | DR | D3BWWC00 | TS37 | TS37 | bar: 2020 to 2050 :=
8 | DR | D3BWWC00 | TS38 | TS38 | bar: 2020 to 2050 :=
8 | DR | D3BWWC00 | TS39 | TS39 | bar: 2020 to 2050 :=
8 | DR | D3BWWC00 | TS40 | TS40 | bar: 2020 to 2050 :=
9 | DR | D3DSBC01 |  | [DRC,D3DSBC01,*,*] : | 2020 | 2021 | 2022 | 2023 | 2024 | 2025 | 2026 | 2027 | 2028 | 2029 | 2030 | 2031 | 2032 | 2033 | 2034 | 2035 | 2036 | 2037 | 2038 | 2039 | 2040 | 2041 | 2042 | 2043 | 2044 | 2045 | 2046 | 2047 | 2048 | 2049 | 2050 :=
9 | DR | D3DSBC01 | TS01 | TS01 | bar: 2020 to 2050 :=
9 | DR | D3DSBC01 | TS02 | TS02 | bar: 2020 to 2050 :=
9 | DR | D3DSBC01 | TS03 | TS03 | bar: 2020 to 2050 :=
9 | DR | D3DSBC01 | TS04 | TS04 | bar: 2020 to 2050 :=
9 | DR | D3DSBC01 | TS05 | TS05 | bar: 2020 to 2050 :=
9 | DR | D3DSBC01 | TS06 | TS06 | bar: 2020 to 2050 :=
9 | DR | D3DSBC01 | TS07 | TS07 | bar: 2020 to 2050 :=
9 | DR | D3DSBC01 | TS08 | TS08 | bar: 2020 to 2050 :=
9 | DR | D3DSBC01 | TS09 | TS09 | bar: 2020 to 2050 :=
9 | DR | D3DSBC01 | TS10 | TS10 | bar: 2020 to 2050 :=
9 | DR | D3DSBC01 | TS11 | TS11 | bar: 2020 to 2050 :=
9 | DR | D3DSBC01 | TS12 | TS12 | bar: 2020 to 2050 :=
9 | DR | D3DSBC01 | TS13 | TS13 | bar: 2020 to 2050 :=
9 | DR | D3DSBC01 | TS14 | TS14 | bar: 2020 to 2050 :=
9 | DR | D3DSBC01 | TS15 | TS15 | bar: 2020 to 2050 :=
9 | DR | D3DSBC01 | TS16 | TS16 | bar: 2020 to 2050 :=
9 | DR | D3DSBC01 | TS17 | TS17 | bar: 2020 to 2050 :=
9 | DR | D3DSBC01 | TS18 | TS18 | bar: 2020 to 2050 :=
9 | DR | D3DSBC01 | TS19 | TS19 | bar: 2020 to 2050 :=
9 | DR | D3DSBC01 | TS20 | TS20 | bar: 2020 to 2050 :=
9 | DR | D3DSBC01 | TS21 | TS21 | bar: 2020 to 2050 :=
9 | DR | D3DSBC01 | TS22 | TS22 | bar: 2020 to 2050 :=
9 | DR | D3DSBC01 | TS23 | TS23 | bar: 2020 to 2050 :=
9 | DR | D3DSBC01 | TS24 | TS24 | bar: 2020 to 2050 :=
9 | DR | D3DSBC01 | TS25 | TS25 | bar: 2020 to 2050 :=
9 | DR | D3DSBC01 | TS26 | TS26 | bar: 2020 to 2050 :=
9 | DR | D3DSBC01 | TS27 | TS27 | bar: 2020 to 2050 :=
9 | DR | D3DSBC01 | TS28 | TS28 | bar: 2020 to 2050 :=
9 | DR | D3DSBC01 | TS29 | TS29 | bar: 2020 to 2050 :=
9 | DR | D3DSBC01 | TS30 | TS30 | bar: 2020 to 2050 :=
9 | DR | D3DSBC01 | TS31 | TS31 | bar: 2020 to 2050 :=
9 | DR | D3DSBC01 | TS32 | TS32 | bar: 2020 to 2050 :=
9 | DR | D3DSBC01 | TS33 | TS33 | bar: 2020 to 2050 :=
9 | DR | D3DSBC01 | TS34 | TS34 | bar: 2020 to 2050 :=
9 | DR | D3DSBC01 | TS35 | TS35 | bar: 2020 to 2050 :=
9 | DR | D3DSBC01 | TS36 | TS36 | bar: 2020 to 2050 :=
9 | DR | D3DSBC01 | TS37 | TS37 | bar: 2020 to 2050 :=
9 | DR | D3DSBC01 | TS38 | TS38 | bar: 2020 to 2050 :=
9 | DR | D3DSBC01 | TS39 | TS39 | bar: 2020 to 2050 :=
9 | DR | D3DSBC01 | TS40 | TS40 | bar: 2020 to 2050 :=
10 | DR | D3DSBC02 |  | [DRC,D3DSBC02,*,*] : | 2020 | 2021 | 2022 | 2023 | 2024 | 2025 | 2026 | 2027 | 2028 | 2029 | 2030 | 2031 | 2032 | 2033 | 2034 | 2035 | 2036 | 2037 | 2038 | 2039 | 2040 | 2041 | 2042 | 2043 | 2044 | 2045 | 2046 | 2047 | 2048 | 2049 | 2050 :=
10 | DR | D3DSBC02 | TS01 | TS01 | bar: 2020 to 2050 :=
10 | DR | D3DSBC02 | TS02 | TS02 | bar: 2020 to 2050 :=
10 | DR | D3DSBC02 | TS03 | TS03 | bar: 2020 to 2050 :=
10 | DR | D3DSBC02 | TS04 | TS04 | bar: 2020 to 2050 :=
10 | DR | D3DSBC02 | TS05 | TS05 | bar: 2020 to 2050 :=
10 | DR | D3DSBC02 | TS06 | TS06 | bar: 2020 to 2050 :=
10 | DR | D3DSBC02 | TS07 | TS07 | bar: 2020 to 2050 :=
10 | DR | D3DSBC02 | TS08 | TS08 | bar: 2020 to 2050 :=
10 | DR | D3DSBC02 | TS09 | TS09 | bar: 2020 to 2050 :=
10 | DR | D3DSBC02 | TS10 | TS10 | bar: 2020 to 2050 :=
10 | DR | D3DSBC02 | TS11 | TS11 | bar: 2020 to 2050 :=
10 | DR | D3DSBC02 | TS12 | TS12 | bar: 2020 to 2050 :=
10 | DR | D3DSBC02 | TS13 | TS13 | bar: 2020 to 2050 :=
10 | DR | D3DSBC02 | TS14 | TS14 | bar: 2020 to 2050 :=
10 | DR | D3DSBC02 | TS15 | TS15 | bar: 2020 to 2050 :=
10 | DR | D3DSBC02 | TS16 | TS16 | bar: 2020 to 2050 :=
10 | DR | D3DSBC02 | TS17 | TS17 | bar: 2020 to 2050 :=
10 | DR | D3DSBC02 | TS18 | TS18 | bar: 2020 to 2050 :=
10 | DR | D3DSBC02 | TS19 | TS19 | bar: 2020 to 2050 :=
10 | DR | D3DSBC02 | TS20 | TS20 | bar: 2020 to 2050 :=
10 | DR | D3DSBC02 | TS21 | TS21 | bar: 2020 to 2050 :=
10 | DR | D3DSBC02 | TS22 | TS22 | bar: 2020 to 2050 :=
10 | DR | D3DSBC02 | TS23 | TS23 | bar: 2020 to 2050 :=
10 | DR | D3DSBC02 | TS24 | TS24 | bar: 2020 to 2050 :=
10 | DR | D3DSBC02 | TS25 | TS25 | bar: 2020 to 2050 :=
10 | DR | D3DSBC02 | TS26 | TS26 | bar: 2020 to 2050 :=
10 | DR | D3DSBC02 | TS27 | TS27 | bar: 2020 to 2050 :=
10 | DR | D3DSBC02 | TS28 | TS28 | bar: 2020 to 2050 :=
10 | DR | D3DSBC02 | TS29 | TS29 | bar: 2020 to 2050 :=
10 | DR | D3DSBC02 | TS30 | TS30 | bar: 2020 to 2050 :=
10 | DR | D3DSBC02 | TS31 | TS31 | bar: 2020 to 2050 :=
10 | DR | D3DSBC02 | TS32 | TS32 | bar: 2020 to 2050 :=
10 | DR | D3DSBC02 | TS33 | TS33 | bar: 2020 to 2050 :=
10 | DR | D3DSBC02 | TS34 | TS34 | bar: 2020 to 2050 :=
10 | DR | D3DSBC02 | TS35 | TS35 | bar: 2020 to 2050 :=
10 | DR | D3DSBC02 | TS36 | TS36 | bar: 2020 to 2050 :=
10 | DR | D3DSBC02 | TS37 | TS37 | bar: 2020 to 2050 :=
10 | DR | D3DSBC02 | TS38 | TS38 | bar: 2020 to 2050 :=
10 | DR | D3DSBC02 | TS39 | TS39 | bar: 2020 to 2050 :=
10 | DR | D3DSBC02 | TS40 | TS40 | bar: 2020 to 2050 :=
11 | DR | D3DSBC03 |  | [DRC,D3DSBC03,*,*] : | 2020 | 2021 | 2022 | 2023 | 2024 | 2025 | 2026 | 2027 | 2028 | 2029 | 2030 | 2031 | 2032 | 2033 | 2034 | 2035 | 2036 | 2037 | 2038 | 2039 | 2040 | 2041 | 2042 | 2043 | 2044 | 2045 | 2046 | 2047 | 2048 | 2049 | 2050 :=
11 | DR | D3DSBC03 | TS01 | TS01 | bar: 2020 to 2050 :=
11 | DR | D3DSBC03 | TS02 | TS02 | bar: 2020 to 2050 :=
11 | DR | D3DSBC03 | TS03 | TS03 | bar: 2020 to 2050 :=
11 | DR | D3DSBC03 | TS04 | TS04 | bar: 2020 to 2050 :=
11 | DR | D3DSBC03 | TS05 | TS05 | bar: 2020 to 2050 :=
11 | DR | D3DSBC03 | TS06 | TS06 | bar: 2020 to 2050 :=
11 | DR | D3DSBC03 | TS07 | TS07 | bar: 2020 to 2050 :=
11 | DR | D3DSBC03 | TS08 | TS08 | bar: 2020 to 2050 :=
11 | DR | D3DSBC03 | TS09 | TS09 | bar: 2020 to 2050 :=
11 | DR | D3DSBC03 | TS10 | TS10 | bar: 2020 to 2050 :=
11 | DR | D3DSBC03 | TS11 | TS11 | bar: 2020 to 2050 :=
11 | DR | D3DSBC03 | TS12 | TS12 | bar: 2020 to 2050 :=
11 | DR | D3DSBC03 | TS13 | TS13 | bar: 2020 to 2050 :=
11 | DR | D3DSBC03 | TS14 | TS14 | bar: 2020 to 2050 :=
11 | DR | D3DSBC03 | TS15 | TS15 | bar: 2020 to 2050 :=
11 | DR | D3DSBC03 | TS16 | TS16 | bar: 2020 to 2050 :=
11 | DR | D3DSBC03 | TS17 | TS17 | bar: 2020 to 2050 :=
11 | DR | D3DSBC03 | TS18 | TS18 | bar: 2020 to 2050 :=
11 | DR | D3DSBC03 | TS19 | TS19 | bar: 2020 to 2050 :=
11 | DR | D3DSBC03 | TS20 | TS20 | bar: 2020 to 2050 :=
11 | DR | D3DSBC03 | TS21 | TS21 | bar: 2020 to 2050 :=
11 | DR | D3DSBC03 | TS22 | TS22 | bar: 2020 to 2050 :=
11 | DR | D3DSBC03 | TS23 | TS23 | bar: 2020 to 2050 :=
11 | DR | D3DSBC03 | TS24 | TS24 | bar: 2020 to 2050 :=
11 | DR | D3DSBC03 | TS25 | TS25 | bar: 2020 to 2050 :=
11 | DR | D3DSBC03 | TS26 | TS26 | bar: 2020 to 2050 :=
11 | DR | D3DSBC03 | TS27 | TS27 | bar: 2020 to 2050 :=
11 | DR | D3DSBC03 | TS28 | TS28 | bar: 2020 to 2050 :=
11 | DR | D3DSBC03 | TS29 | TS29 | bar: 2020 to 2050 :=
11 | DR | D3DSBC03 | TS30 | TS30 | bar: 2020 to 2050 :=
11 | DR | D3DSBC03 | TS31 | TS31 | bar: 2020 to 2050 :=
11 | DR | D3DSBC03 | TS32 | TS32 | bar: 2020 to 2050 :=
11 | DR | D3DSBC03 | TS33 | TS33 | bar: 2020 to 2050 :=
11 | DR | D3DSBC03 | TS34 | TS34 | bar: 2020 to 2050 :=
11 | DR | D3DSBC03 | TS35 | TS35 | bar: 2020 to 2050 :=
11 | DR | D3DSBC03 | TS36 | TS36 | bar: 2020 to 2050 :=
11 | DR | D3DSBC03 | TS37 | TS37 | bar: 2020 to 2050 :=
11 | DR | D3DSBC03 | TS38 | TS38 | bar: 2020 to 2050 :=
11 | DR | D3DSBC03 | TS39 | TS39 | bar: 2020 to 2050 :=
11 | DR | D3DSBC03 | TS40 | TS40 | bar: 2020 to 2050 :=
12 | DR | D3DSBC04 |  | [DRC,D3DSBC04,*,*] : | 2020 | 2021 | 2022 | 2023 | 2024 | 2025 | 2026 | 2027 | 2028 | 2029 | 2030 | 2031 | 2032 | 2033 | 2034 | 2035 | 2036 | 2037 | 2038 | 2039 | 2040 | 2041 | 2042 | 2043 | 2044 | 2045 | 2046 | 2047 | 2048 | 2049 | 2050 :=
12 | DR | D3DSBC04 | TS01 | TS01 | bar: 2020 to 2050 :=
12 | DR | D3DSBC04 | TS02 | TS02 | bar: 2020 to 2050 :=
12 | DR | D3DSBC04 | TS03 | TS03 | bar: 2020 to 2050 :=
12 | DR | D3DSBC04 | TS04 | TS04 | bar: 2020 to 2050 :=
12 | DR | D3DSBC04 | TS05 | TS05 | bar: 2020 to 2050 :=
12 | DR | D3DSBC04 | TS06 | TS06 | bar: 2020 to 2050 :=
12 | DR | D3DSBC04 | TS07 | TS07 | bar: 2020 to 2050 :=
12 | DR | D3DSBC04 | TS08 | TS08 | bar: 2020 to 2050 :=
12 | DR | D3DSBC04 | TS09 | TS09 | bar: 2020 to 2050 :=
12 | DR | D3DSBC04 | TS10 | TS10 | bar: 2020 to 2050 :=
12 | DR | D3DSBC04 | TS11 | TS11 | bar: 2020 to 2050 :=
12 | DR | D3DSBC04 | TS12 | TS12 | bar: 2020 to 2050 :=
12 | DR | D3DSBC04 | TS13 | TS13 | bar: 2020 to 2050 :=
12 | DR | D3DSBC04 | TS14 | TS14 | bar: 2020 to 2050 :=
12 | DR | D3DSBC04 | TS15 | TS15 | bar: 2020 to 2050 :=
12 | DR | D3DSBC04 | TS16 | TS16 | bar: 2020 to 2050 :=
12 | DR | D3DSBC04 | TS17 | TS17 | bar: 2020 to 2050 :=
12 | DR | D3DSBC04 | TS18 | TS18 | bar: 2020 to 2050 :=
12 | DR | D3DSBC04 | TS19 | TS19 | bar: 2020 to 2050 :=
12 | DR | D3DSBC04 | TS20 | TS20 | bar: 2020 to 2050 :=
12 | DR | D3DSBC04 | TS21 | TS21 | bar: 2020 to 2050 :=
12 | DR | D3DSBC04 | TS22 | TS22 | bar: 2020 to 2050 :=
12 | DR | D3DSBC04 | TS23 | TS23 | bar: 2020 to 2050 :=
12 | DR | D3DSBC04 | TS24 | TS24 | bar: 2020 to 2050 :=
12 | DR | D3DSBC04 | TS25 | TS25 | bar: 2020 to 2050 :=
12 | DR | D3DSBC04 | TS26 | TS26 | bar: 2020 to 2050 :=
12 | DR | D3DSBC04 | TS27 | TS27 | bar: 2020 to 2050 :=
12 | DR | D3DSBC04 | TS28 | TS28 | bar: 2020 to 2050 :=
12 | DR | D3DSBC04 | TS29 | TS29 | bar: 2020 to 2050 :=
12 | DR | D3DSBC04 | TS30 | TS30 | bar: 2020 to 2050 :=
12 | DR | D3DSBC04 | TS31 | TS31 | bar: 2020 to 2050 :=
12 | DR | D3DSBC04 | TS32 | TS32 | bar: 2020 to 2050 :=
12 | DR | D3DSBC04 | TS33 | TS33 | bar: 2020 to 2050 :=
12 | DR | D3DSBC04 | TS34 | TS34 | bar: 2020 to 2050 :=
12 | DR | D3DSBC04 | TS35 | TS35 | bar: 2020 to 2050 :=
12 | DR | D3DSBC04 | TS36 | TS36 | bar: 2020 to 2050 :=
12 | DR | D3DSBC04 | TS37 | TS37 | bar: 2020 to 2050 :=
12 | DR | D3DSBC04 | TS38 | TS38 | bar: 2020 to 2050 :=
12 | DR | D3DSBC04 | TS39 | TS39 | bar: 2020 to 2050 :=
12 | DR | D3DSBC04 | TS40 | TS40 | bar: 2020 to 2050 :=
13 | DR | D3DSBC05 |  | [DRC,D3DSBC05,*,*] : | 2020 | 2021 | 2022 | 2023 | 2024 | 2025 | 2026 | 2027 | 2028 | 2029 | 2030 | 2031 | 2032 | 2033 | 2034 | 2035 | 2036 | 2037 | 2038 | 2039 | 2040 | 2041 | 2042 | 2043 | 2044 | 2045 | 2046 | 2047 | 2048 | 2049 | 2050 :=
13 | DR | D3DSBC05 | TS01 | TS01 | bar: 2020 to 2050 :=
13 | DR | D3DSBC05 | TS02 | TS02 | bar: 2020 to 2050 :=
13 | DR | D3DSBC05 | TS03 | TS03 | bar: 2020 to 2050 :=
13 | DR | D3DSBC05 | TS04 | TS04 | bar: 2020 to 2050 :=
13 | DR | D3DSBC05 | TS05 | TS05 | bar: 2020 to 2050 :=
13 | DR | D3DSBC05 | TS06 | TS06 | bar: 2020 to 2050 :=
13 | DR | D3DSBC05 | TS07 | TS07 | bar: 2020 to 2050 :=
13 | DR | D3DSBC05 | TS08 | TS08 | bar: 2020 to 2050 :=
13 | DR | D3DSBC05 | TS09 | TS09 | bar: 2020 to 2050 :=
13 | DR | D3DSBC05 | TS10 | TS10 | bar: 2020 to 2050 :=
13 | DR | D3DSBC05 | TS11 | TS11 | bar: 2020 to 2050 :=
13 | DR | D3DSBC05 | TS12 | TS12 | bar: 2020 to 2050 :=
13 | DR | D3DSBC05 | TS13 | TS13 | bar: 2020 to 2050 :=
13 | DR | D3DSBC05 | TS14 | TS14 | bar: 2020 to 2050 :=
13 | DR | D3DSBC05 | TS15 | TS15 | bar: 2020 to 2050 :=
13 | DR | D3DSBC05 | TS16 | TS16 | bar: 2020 to 2050 :=
13 | DR | D3DSBC05 | TS17 | TS17 | bar: 2020 to 2050 :=
13 | DR | D3DSBC05 | TS18 | TS18 | bar: 2020 to 2050 :=
13 | DR | D3DSBC05 | TS19 | TS19 | bar: 2020 to 2050 :=
13 | DR | D3DSBC05 | TS20 | TS20 | bar: 2020 to 2050 :=
13 | DR | D3DSBC05 | TS21 | TS21 | bar: 2020 to 2050 :=
13 | DR | D3DSBC05 | TS22 | TS22 | bar: 2020 to 2050 :=
13 | DR | D3DSBC05 | TS23 | TS23 | bar: 2020 to 2050 :=
13 | DR | D3DSBC05 | TS24 | TS24 | bar: 2020 to 2050 :=
13 | DR | D3DSBC05 | TS25 | TS25 | bar: 2020 to 2050 :=
13 | DR | D3DSBC05 | TS26 | TS26 | bar: 2020 to 2050 :=
13 | DR | D3DSBC05 | TS27 | TS27 | bar: 2020 to 2050 :=
13 | DR | D3DSBC05 | TS28 | TS28 | bar: 2020 to 2050 :=
13 | DR | D3DSBC05 | TS29 | TS29 | bar: 2020 to 2050 :=
13 | DR | D3DSBC05 | TS30 | TS30 | bar: 2020 to 2050 :=
13 | DR | D3DSBC05 | TS31 | TS31 | bar: 2020 to 2050 :=
13 | DR | D3DSBC05 | TS32 | TS32 | bar: 2020 to 2050 :=
13 | DR | D3DSBC05 | TS33 | TS33 | bar: 2020 to 2050 :=
13 | DR | D3DSBC05 | TS34 | TS34 | bar: 2020 to 2050 :=
13 | DR | D3DSBC05 | TS35 | TS35 | bar: 2020 to 2050 :=
13 | DR | D3DSBC05 | TS36 | TS36 | bar: 2020 to 2050 :=
13 | DR | D3DSBC05 | TS37 | TS37 | bar: 2020 to 2050 :=
13 | DR | D3DSBC05 | TS38 | TS38 | bar: 2020 to 2050 :=
13 | DR | D3DSBC05 | TS39 | TS39 | bar: 2020 to 2050 :=
13 | DR | D3DSBC05 | TS40 | TS40 | bar: 2020 to 2050 :=
14 | DR | D3DSBC06 |  | [DRC,D3DSBC06,*,*] : | 2020 | 2021 | 2022 | 2023 | 2024 | 2025 | 2026 | 2027 | 2028 | 2029 | 2030 | 2031 | 2032 | 2033 | 2034 | 2035 | 2036 | 2037 | 2038 | 2039 | 2040 | 2041 | 2042 | 2043 | 2044 | 2045 | 2046 | 2047 | 2048 | 2049 | 2050 :=
14 | DR | D3DSBC06 | TS01 | TS01 | bar: 2020 to 2050 :=
14 | DR | D3DSBC06 | TS02 | TS02 | bar: 2020 to 2050 :=
14 | DR | D3DSBC06 | TS03 | TS03 | bar: 2020 to 2050 :=
14 | DR | D3DSBC06 | TS04 | TS04 | bar: 2020 to 2050 :=
14 | DR | D3DSBC06 | TS05 | TS05 | bar: 2020 to 2050 :=
14 | DR | D3DSBC06 | TS06 | TS06 | bar: 2020 to 2050 :=
14 | DR | D3DSBC06 | TS07 | TS07 | bar: 2020 to 2050 :=
14 | DR | D3DSBC06 | TS08 | TS08 | bar: 2020 to 2050 :=
14 | DR | D3DSBC06 | TS09 | TS09 | bar: 2020 to 2050 :=
14 | DR | D3DSBC06 | TS10 | TS10 | bar: 2020 to 2050 :=
14 | DR | D3DSBC06 | TS11 | TS11 | bar: 2020 to 2050 :=
14 | DR | D3DSBC06 | TS12 | TS12 | bar: 2020 to 2050 :=
14 | DR | D3DSBC06 | TS13 | TS13 | bar: 2020 to 2050 :=
14 | DR | D3DSBC06 | TS14 | TS14 | bar: 2020 to 2050 :=
14 | DR | D3DSBC06 | TS15 | TS15 | bar: 2020 to 2050 :=
14 | DR | D3DSBC06 | TS16 | TS16 | bar: 2020 to 2050 :=
14 | DR | D3DSBC06 | TS17 | TS17 | bar: 2020 to 2050 :=
14 | DR | D3DSBC06 | TS18 | TS18 | bar: 2020 to 2050 :=
14 | DR | D3DSBC06 | TS19 | TS19 | bar: 2020 to 2050 :=
14 | DR | D3DSBC06 | TS20 | TS20 | bar: 2020 to 2050 :=
14 | DR | D3DSBC06 | TS21 | TS21 | bar: 2020 to 2050 :=
14 | DR | D3DSBC06 | TS22 | TS22 | bar: 2020 to 2050 :=
14 | DR | D3DSBC06 | TS23 | TS23 | bar: 2020 to 2050 :=
14 | DR | D3DSBC06 | TS24 | TS24 | bar: 2020 to 2050 :=
14 | DR | D3DSBC06 | TS25 | TS25 | bar: 2020 to 2050 :=
14 | DR | D3DSBC06 | TS26 | TS26 | bar: 2020 to 2050 :=
14 | DR | D3DSBC06 | TS27 | TS27 | bar: 2020 to 2050 :=
14 | DR | D3DSBC06 | TS28 | TS28 | bar: 2020 to 2050 :=
14 | DR | D3DSBC06 | TS29 | TS29 | bar: 2020 to 2050 :=
14 | DR | D3DSBC06 | TS30 | TS30 | bar: 2020 to 2050 :=
14 | DR | D3DSBC06 | TS31 | TS31 | bar: 2020 to 2050 :=
14 | DR | D3DSBC06 | TS32 | TS32 | bar: 2020 to 2050 :=
14 | DR | D3DSBC06 | TS33 | TS33 | bar: 2020 to 2050 :=
14 | DR | D3DSBC06 | TS34 | TS34 | bar: 2020 to 2050 :=
14 | DR | D3DSBC06 | TS35 | TS35 | bar: 2020 to 2050 :=
14 | DR | D3DSBC06 | TS36 | TS36 | bar: 2020 to 2050 :=
14 | DR | D3DSBC06 | TS37 | TS37 | bar: 2020 to 2050 :=
14 | DR | D3DSBC06 | TS38 | TS38 | bar: 2020 to 2050 :=
14 | DR | D3DSBC06 | TS39 | TS39 | bar: 2020 to 2050 :=
14 | DR | D3DSBC06 | TS40 | TS40 | bar: 2020 to 2050 :=
15 | DR | D3DSBC07 |  | [DRC,D3DSBC07,*,*] : | 2020 | 2021 | 2022 | 2023 | 2024 | 2025 | 2026 | 2027 | 2028 | 2029 | 2030 | 2031 | 2032 | 2033 | 2034 | 2035 | 2036 | 2037 | 2038 | 2039 | 2040 | 2041 | 2042 | 2043 | 2044 | 2045 | 2046 | 2047 | 2048 | 2049 | 2050 :=
15 | DR | D3DSBC07 | TS01 | TS01 | bar: 2020 to 2050 :=
15 | DR | D3DSBC07 | TS02 | TS02 | bar: 2020 to 2050 :=
15 | DR | D3DSBC07 | TS03 | TS03 | bar: 2020 to 2050 :=
15 | DR | D3DSBC07 | TS04 | TS04 | bar: 2020 to 2050 :=
15 | DR | D3DSBC07 | TS05 | TS05 | bar: 2020 to 2050 :=
15 | DR | D3DSBC07 | TS06 | TS06 | bar: 2020 to 2050 :=
15 | DR | D3DSBC07 | TS07 | TS07 | bar: 2020 to 2050 :=
15 | DR | D3DSBC07 | TS08 | TS08 | bar: 2020 to 2050 :=
15 | DR | D3DSBC07 | TS09 | TS09 | bar: 2020 to 2050 :=
15 | DR | D3DSBC07 | TS10 | TS10 | bar: 2020 to 2050 :=
15 | DR | D3DSBC07 | TS11 | TS11 | bar: 2020 to 2050 :=
15 | DR | D3DSBC07 | TS12 | TS12 | bar: 2020 to 2050 :=
15 | DR | D3DSBC07 | TS13 | TS13 | bar: 2020 to 2050 :=
15 | DR | D3DSBC07 | TS14 | TS14 | bar: 2020 to 2050 :=
15 | DR | D3DSBC07 | TS15 | TS15 | bar: 2020 to 2050 :=
15 | DR | D3DSBC07 | TS16 | TS16 | bar: 2020 to 2050 :=
15 | DR | D3DSBC07 | TS17 | TS17 | bar: 2020 to 2050 :=
15 | DR | D3DSBC07 | TS18 | TS18 | bar: 2020 to 2050 :=
15 | DR | D3DSBC07 | TS19 | TS19 | bar: 2020 to 2050 :=
15 | DR | D3DSBC07 | TS20 | TS20 | bar: 2020 to 2050 :=
15 | DR | D3DSBC07 | TS21 | TS21 | bar: 2020 to 2050 :=
15 | DR | D3DSBC07 | TS22 | TS22 | bar: 2020 to 2050 :=
15 | DR | D3DSBC07 | TS23 | TS23 | bar: 2020 to 2050 :=
15 | DR | D3DSBC07 | TS24 | TS24 | bar: 2020 to 2050 :=
15 | DR | D3DSBC07 | TS25 | TS25 | bar: 2020 to 2050 :=
15 | DR | D3DSBC07 | TS26 | TS26 | bar: 2020 to 2050 :=
15 | DR | D3DSBC07 | TS27 | TS27 | bar: 2020 to 2050 :=
15 | DR | D3DSBC07 | TS28 | TS28 | bar: 2020 to 2050 :=
15 | DR | D3DSBC07 | TS29 | TS29 | bar: 2020 to 2050 :=
15 | DR | D3DSBC07 | TS30 | TS30 | bar: 2020 to 2050 :=
15 | DR | D3DSBC07 | TS31 | TS31 | bar: 2020 to 2050 :=
15 | DR | D3DSBC07 | TS32 | TS32 | bar: 2020 to 2050 :=
15 | DR | D3DSBC07 | TS33 | TS33 | bar: 2020 to 2050 :=
15 | DR | D3DSBC07 | TS34 | TS34 | bar: 2020 to 2050 :=
15 | DR | D3DSBC07 | TS35 | TS35 | bar: 2020 to 2050 :=
15 | DR | D3DSBC07 | TS36 | TS36 | bar: 2020 to 2050 :=
15 | DR | D3DSBC07 | TS37 | TS37 | bar: 2020 to 2050 :=
15 | DR | D3DSBC07 | TS38 | TS38 | bar: 2020 to 2050 :=
15 | DR | D3DSBC07 | TS39 | TS39 | bar: 2020 to 2050 :=
15 | DR | D3DSBC07 | TS40 | TS40 | bar: 2020 to 2050 :=
16 | DR | D3DSGC01 |  | [DRC,D3DSGC01,*,*] : | 2020 | 2021 | 2022 | 2023 | 2024 | 2025 | 2026 | 2027 | 2028 | 2029 | 2030 | 2031 | 2032 | 2033 | 2034 | 2035 | 2036 | 2037 | 2038 | 2039 | 2040 | 2041 | 2042 | 2043 | 2044 | 2045 | 2046 | 2047 | 2048 | 2049 | 2050 :=
16 | DR | D3DSGC01 | TS01 | TS01 | bar: 2020 to 2050 :=
16 | DR | D3DSGC01 | TS02 | TS02 | bar: 2020 to 2050 :=
16 | DR | D3DSGC01 | TS03 | TS03 | bar: 2020 to 2050 :=
16 | DR | D3DSGC01 | TS04 | TS04 | bar: 2020 to 2050 :=
16 | DR | D3DSGC01 | TS05 | TS05 | bar: 2020 to 2050 :=
16 | DR | D3DSGC01 | TS06 | TS06 | bar: 2020 to 2050 :=
16 | DR | D3DSGC01 | TS07 | TS07 | bar: 2020 to 2050 :=
16 | DR | D3DSGC01 | TS08 | TS08 | bar: 2020 to 2050 :=
16 | DR | D3DSGC01 | TS09 | TS09 | bar: 2020 to 2050 :=
16 | DR | D3DSGC01 | TS10 | TS10 | bar: 2020 to 2050 :=
16 | DR | D3DSGC01 | TS11 | TS11 | bar: 2020 to 2050 :=
16 | DR | D3DSGC01 | TS12 | TS12 | bar: 2020 to 2050 :=
16 | DR | D3DSGC01 | TS13 | TS13 | bar: 2020 to 2050 :=
16 | DR | D3DSGC01 | TS14 | TS14 | bar: 2020 to 2050 :=
16 | DR | D3DSGC01 | TS15 | TS15 | bar: 2020 to 2050 :=
16 | DR | D3DSGC01 | TS16 | TS16 | bar: 2020 to 2050 :=
16 | DR | D3DSGC01 | TS17 | TS17 | bar: 2020 to 2050 :=
16 | DR | D3DSGC01 | TS18 | TS18 | bar: 2020 to 2050 :=
16 | DR | D3DSGC01 | TS19 | TS19 | bar: 2020 to 2050 :=
16 | DR | D3DSGC01 | TS20 | TS20 | bar: 2020 to 2050 :=
16 | DR | D3DSGC01 | TS21 | TS21 | bar: 2020 to 2050 :=
16 | DR | D3DSGC01 | TS22 | TS22 | bar: 2020 to 2050 :=
16 | DR | D3DSGC01 | TS23 | TS23 | bar: 2020 to 2050 :=
16 | DR | D3DSGC01 | TS24 | TS24 | bar: 2020 to 2050 :=
16 | DR | D3DSGC01 | TS25 | TS25 | bar: 2020 to 2050 :=
16 | DR | D3DSGC01 | TS26 | TS26 | bar: 2020 to 2050 :=
16 | DR | D3DSGC01 | TS27 | TS27 | bar: 2020 to 2050 :=
16 | DR | D3DSGC01 | TS28 | TS28 | bar: 2020 to 2050 :=
16 | DR | D3DSGC01 | TS29 | TS29 | bar: 2020 to 2050 :=
16 | DR | D3DSGC01 | TS30 | TS30 | bar: 2020 to 2050 :=
16 | DR | D3DSGC01 | TS31 | TS31 | bar: 2020 to 2050 :=
16 | DR | D3DSGC01 | TS32 | TS32 | bar: 2020 to 2050 :=
16 | DR | D3DSGC01 | TS33 | TS33 | bar: 2020 to 2050 :=
16 | DR | D3DSGC01 | TS34 | TS34 | bar: 2020 to 2050 :=
16 | DR | D3DSGC01 | TS35 | TS35 | bar: 2020 to 2050 :=
16 | DR | D3DSGC01 | TS36 | TS36 | bar: 2020 to 2050 :=
16 | DR | D3DSGC01 | TS37 | TS37 | bar: 2020 to 2050 :=
16 | DR | D3DSGC01 | TS38 | TS38 | bar: 2020 to 2050 :=
16 | DR | D3DSGC01 | TS39 | TS39 | bar: 2020 to 2050 :=
16 | DR | D3DSGC01 | TS40 | TS40 | bar: 2020 to 2050 :=
17 | DR | D3DSGC02 |  | [DRC,D3DSGC02,*,*] : | 2020 | 2021 | 2022 | 2023 | 2024 | 2025 | 2026 | 2027 | 2028 | 2029 | 2030 | 2031 | 2032 | 2033 | 2034 | 2035 | 2036 | 2037 | 2038 | 2039 | 2040 | 2041 | 2042 | 2043 | 2044 | 2045 | 2046 | 2047 | 2048 | 2049 | 2050 :=
17 | DR | D3DSGC02 | TS01 | TS01 | bar: 2020 to 2050 :=
17 | DR | D3DSGC02 | TS02 | TS02 | bar: 2020 to 2050 :=
17 | DR | D3DSGC02 | TS03 | TS03 | bar: 2020 to 2050 :=
17 | DR | D3DSGC02 | TS04 | TS04 | bar: 2020 to 2050 :=
17 | DR | D3DSGC02 | TS05 | TS05 | bar: 2020 to 2050 :=
17 | DR | D3DSGC02 | TS06 | TS06 | bar: 2020 to 2050 :=
17 | DR | D3DSGC02 | TS07 | TS07 | bar: 2020 to 2050 :=
17 | DR | D3DSGC02 | TS08 | TS08 | bar: 2020 to 2050 :=
17 | DR | D3DSGC02 | TS09 | TS09 | bar: 2020 to 2050 :=
17 | DR | D3DSGC02 | TS10 | TS10 | bar: 2020 to 2050 :=
17 | DR | D3DSGC02 | TS11 | TS11 | bar: 2020 to 2050 :=
17 | DR | D3DSGC02 | TS12 | TS12 | bar: 2020 to 2050 :=
17 | DR | D3DSGC02 | TS13 | TS13 | bar: 2020 to 2050 :=
17 | DR | D3DSGC02 | TS14 | TS14 | bar: 2020 to 2050 :=
17 | DR | D3DSGC02 | TS15 | TS15 | bar: 2020 to 2050 :=
17 | DR | D3DSGC02 | TS16 | TS16 | bar: 2020 to 2050 :=
17 | DR | D3DSGC02 | TS17 | TS17 | bar: 2020 to 2050 :=
17 | DR | D3DSGC02 | TS18 | TS18 | bar: 2020 to 2050 :=
17 | DR | D3DSGC02 | TS19 | TS19 | bar: 2020 to 2050 :=
17 | DR | D3DSGC02 | TS20 | TS20 | bar: 2020 to 2050 :=
17 | DR | D3DSGC02 | TS21 | TS21 | bar: 2020 to 2050 :=
17 | DR | D3DSGC02 | TS22 | TS22 | bar: 2020 to 2050 :=
17 | DR | D3DSGC02 | TS23 | TS23 | bar: 2020 to 2050 :=
17 | DR | D3DSGC02 | TS24 | TS24 | bar: 2020 to 2050 :=
17 | DR | D3DSGC02 | TS25 | TS25 | bar: 2020 to 2050 :=
17 | DR | D3DSGC02 | TS26 | TS26 | bar: 2020 to 2050 :=
17 | DR | D3DSGC02 | TS27 | TS27 | bar: 2020 to 2050 :=
17 | DR | D3DSGC02 | TS28 | TS28 | bar: 2020 to 2050 :=
17 | DR | D3DSGC02 | TS29 | TS29 | bar: 2020 to 2050 :=
17 | DR | D3DSGC02 | TS30 | TS30 | bar: 2020 to 2050 :=
17 | DR | D3DSGC02 | TS31 | TS31 | bar: 2020 to 2050 :=
17 | DR | D3DSGC02 | TS32 | TS32 | bar: 2020 to 2050 :=
17 | DR | D3DSGC02 | TS33 | TS33 | bar: 2020 to 2050 :=
17 | DR | D3DSGC02 | TS34 | TS34 | bar: 2020 to 2050 :=
17 | DR | D3DSGC02 | TS35 | TS35 | bar: 2020 to 2050 :=
17 | DR | D3DSGC02 | TS36 | TS36 | bar: 2020 to 2050 :=
17 | DR | D3DSGC02 | TS37 | TS37 | bar: 2020 to 2050 :=
17 | DR | D3DSGC02 | TS38 | TS38 | bar: 2020 to 2050 :=
17 | DR | D3DSGC02 | TS39 | TS39 | bar: 2020 to 2050 :=
17 | DR | D3DSGC02 | TS40 | TS40 | bar: 2020 to 2050 :=
18 | DR | D3HYRC01 |  | [DRC,D3HYRC01,*,*] : | 2020 | 2021 | 2022 | 2023 | 2024 | 2025 | 2026 | 2027 | 2028 | 2029 | 2030 | 2031 | 2032 | 2033 | 2034 | 2035 | 2036 | 2037 | 2038 | 2039 | 2040 | 2041 | 2042 | 2043 | 2044 | 2045 | 2046 | 2047 | 2048 | 2049 | 2050 :=
18 | DR | D3HYRC01 | TS01 | TS01 | bar: 2020 to 2050 :=
18 | DR | D3HYRC01 | TS02 | TS02 | bar: 2020 to 2050 :=
18 | DR | D3HYRC01 | TS03 | TS03 | bar: 2020 to 2050 :=
18 | DR | D3HYRC01 | TS04 | TS04 | bar: 2020 to 2050 :=
18 | DR | D3HYRC01 | TS05 | TS05 | bar: 2020 to 2050 :=
18 | DR | D3HYRC01 | TS06 | TS06 | bar: 2020 to 2050 :=
18 | DR | D3HYRC01 | TS07 | TS07 | bar: 2020 to 2050 :=
18 | DR | D3HYRC01 | TS08 | TS08 | bar: 2020 to 2050 :=
18 | DR | D3HYRC01 | TS09 | TS09 | bar: 2020 to 2050 :=
18 | DR | D3HYRC01 | TS10 | TS10 | bar: 2020 to 2050 :=
18 | DR | D3HYRC01 | TS11 | TS11 | bar: 2020 to 2050 :=
18 | DR | D3HYRC01 | TS12 | TS12 | bar: 2020 to 2050 :=
18 | DR | D3HYRC01 | TS13 | TS13 | bar: 2020 to 2050 :=
18 | DR | D3HYRC01 | TS14 | TS14 | bar: 2020 to 2050 :=
18 | DR | D3HYRC01 | TS15 | TS15 | bar: 2020 to 2050 :=
18 | DR | D3HYRC01 | TS16 | TS16 | bar: 2020 to 2050 :=
18 | DR | D3HYRC01 | TS17 | TS17 | bar: 2020 to 2050 :=
18 | DR | D3HYRC01 | TS18 | TS18 | bar: 2020 to 2050 :=
18 | DR | D3HYRC01 | TS19 | TS19 | bar: 2020 to 2050 :=
18 | DR | D3HYRC01 | TS20 | TS20 | bar: 2020 to 2050 :=
18 | DR | D3HYRC01 | TS21 | TS21 | bar: 2020 to 2050 :=
18 | DR | D3HYRC01 | TS22 | TS22 | bar: 2020 to 2050 :=
18 | DR | D3HYRC01 | TS23 | TS23 | bar: 2020 to 2050 :=
18 | DR | D3HYRC01 | TS24 | TS24 | bar: 2020 to 2050 :=
18 | DR | D3HYRC01 | TS25 | TS25 | bar: 2020 to 2050 :=
18 | DR | D3HYRC01 | TS26 | TS26 | bar: 2020 to 2050 :=
18 | DR | D3HYRC01 | TS27 | TS27 | bar: 2020 to 2050 :=
18 | DR | D3HYRC01 | TS28 | TS28 | bar: 2020 to 2050 :=
18 | DR | D3HYRC01 | TS29 | TS29 | bar: 2020 to 2050 :=
18 | DR | D3HYRC01 | TS30 | TS30 | bar: 2020 to 2050 :=
18 | DR | D3HYRC01 | TS31 | TS31 | bar: 2020 to 2050 :=
18 | DR | D3HYRC01 | TS32 | TS32 | bar: 2020 to 2050 :=
18 | DR | D3HYRC01 | TS33 | TS33 | bar: 2020 to 2050 :=
18 | DR | D3HYRC01 | TS34 | TS34 | bar: 2020 to 2050 :=
18 | DR | D3HYRC01 | TS35 | TS35 | bar: 2020 to 2050 :=
18 | DR | D3HYRC01 | TS36 | TS36 | bar: 2020 to 2050 :=
18 | DR | D3HYRC01 | TS37 | TS37 | bar: 2020 to 2050 :=
18 | DR | D3HYRC01 | TS38 | TS38 | bar: 2020 to 2050 :=
18 | DR | D3HYRC01 | TS39 | TS39 | bar: 2020 to 2050 :=
18 | DR | D3HYRC01 | TS40 | TS40 | bar: 2020 to 2050 :=
19 | DR | D3HYRC02 |  | [DRC,D3HYRC02,*,*] : | 2020 | 2021 | 2022 | 2023 | 2024 | 2025 | 2026 | 2027 | 2028 | 2029 | 2030 | 2031 | 2032 | 2033 | 2034 | 2035 | 2036 | 2037 | 2038 | 2039 | 2040 | 2041 | 2042 | 2043 | 2044 | 2045 | 2046 | 2047 | 2048 | 2049 | 2050 :=
19 | DR | D3HYRC02 | TS01 | TS01 | bar: 2020 to 2050 :=
19 | DR | D3HYRC02 | TS02 | TS02 | bar: 2020 to 2050 :=
19 | DR | D3HYRC02 | TS03 | TS03 | bar: 2020 to 2050 :=
19 | DR | D3HYRC02 | TS04 | TS04 | bar: 2020 to 2050 :=
19 | DR | D3HYRC02 | TS05 | TS05 | bar: 2020 to 2050 :=
19 | DR | D3HYRC02 | TS06 | TS06 | bar: 2020 to 2050 :=
19 | DR | D3HYRC02 | TS07 | TS07 | bar: 2020 to 2050 :=
19 | DR | D3HYRC02 | TS08 | TS08 | bar: 2020 to 2050 :=
19 | DR | D3HYRC02 | TS09 | TS09 | bar: 2020 to 2050 :=
19 | DR | D3HYRC02 | TS10 | TS10 | bar: 2020 to 2050 :=
19 | DR | D3HYRC02 | TS11 | TS11 | bar: 2020 to 2050 :=
19 | DR | D3HYRC02 | TS12 | TS12 | bar: 2020 to 2050 :=
19 | DR | D3HYRC02 | TS13 | TS13 | bar: 2020 to 2050 :=
19 | DR | D3HYRC02 | TS14 | TS14 | bar: 2020 to 2050 :=
19 | DR | D3HYRC02 | TS15 | TS15 | bar: 2020 to 2050 :=
19 | DR | D3HYRC02 | TS16 | TS16 | bar: 2020 to 2050 :=
19 | DR | D3HYRC02 | TS17 | TS17 | bar: 2020 to 2050 :=
19 | DR | D3HYRC02 | TS18 | TS18 | bar: 2020 to 2050 :=
19 | DR | D3HYRC02 | TS19 | TS19 | bar: 2020 to 2050 :=
19 | DR | D3HYRC02 | TS20 | TS20 | bar: 2020 to 2050 :=
19 | DR | D3HYRC02 | TS21 | TS21 | bar: 2020 to 2050 :=
19 | DR | D3HYRC02 | TS22 | TS22 | bar: 2020 to 2050 :=
19 | DR | D3HYRC02 | TS23 | TS23 | bar: 2020 to 2050 :=
19 | DR | D3HYRC02 | TS24 | TS24 | bar: 2020 to 2050 :=
19 | DR | D3HYRC02 | TS25 | TS25 | bar: 2020 to 2050 :=
19 | DR | D3HYRC02 | TS26 | TS26 | bar: 2020 to 2050 :=
19 | DR | D3HYRC02 | TS27 | TS27 | bar: 2020 to 2050 :=
19 | DR | D3HYRC02 | TS28 | TS28 | bar: 2020 to 2050 :=
19 | DR | D3HYRC02 | TS29 | TS29 | bar: 2020 to 2050 :=
19 | DR | D3HYRC02 | TS30 | TS30 | bar: 2020 to 2050 :=
19 | DR | D3HYRC02 | TS31 | TS31 | bar: 2020 to 2050 :=
19 | DR | D3HYRC02 | TS32 | TS32 | bar: 2020 to 2050 :=
19 | DR | D3HYRC02 | TS33 | TS33 | bar: 2020 to 2050 :=
19 | DR | D3HYRC02 | TS34 | TS34 | bar: 2020 to 2050 :=
19 | DR | D3HYRC02 | TS35 | TS35 | bar: 2020 to 2050 :=
19 | DR | D3HYRC02 | TS36 | TS36 | bar: 2020 to 2050 :=
19 | DR | D3HYRC02 | TS37 | TS37 | bar: 2020 to 2050 :=
19 | DR | D3HYRC02 | TS38 | TS38 | bar: 2020 to 2050 :=
19 | DR | D3HYRC02 | TS39 | TS39 | bar: 2020 to 2050 :=
19 | DR | D3HYRC02 | TS40 | TS40 | bar: 2020 to 2050 :=
20 | DR | D3HYRC03 |  | [DRC,D3HYRC03,*,*] : | 2020 | 2021 | 2022 | 2023 | 2024 | 2025 | 2026 | 2027 | 2028 | 2029 | 2030 | 2031 | 2032 | 2033 | 2034 | 2035 | 2036 | 2037 | 2038 | 2039 | 2040 | 2041 | 2042 | 2043 | 2044 | 2045 | 2046 | 2047 | 2048 | 2049 | 2050 :=
20 | DR | D3HYRC03 | TS01 | TS01 | bar: 2020 to 2050 :=
20 | DR | D3HYRC03 | TS02 | TS02 | bar: 2020 to 2050 :=
20 | DR | D3HYRC03 | TS03 | TS03 | bar: 2020 to 2050 :=
20 | DR | D3HYRC03 | TS04 | TS04 | bar: 2020 to 2050 :=
20 | DR | D3HYRC03 | TS05 | TS05 | bar: 2020 to 2050 :=
20 | DR | D3HYRC03 | TS06 | TS06 | bar: 2020 to 2050 :=
20 | DR | D3HYRC03 | TS07 | TS07 | bar: 2020 to 2050 :=
20 | DR | D3HYRC03 | TS08 | TS08 | bar: 2020 to 2050 :=
20 | DR | D3HYRC03 | TS09 | TS09 | bar: 2020 to 2050 :=
20 | DR | D3HYRC03 | TS10 | TS10 | bar: 2020 to 2050 :=
20 | DR | D3HYRC03 | TS11 | TS11 | bar: 2020 to 2050 :=
20 | DR | D3HYRC03 | TS12 | TS12 | bar: 2020 to 2050 :=
20 | DR | D3HYRC03 | TS13 | TS13 | bar: 2020 to 2050 :=
20 | DR | D3HYRC03 | TS14 | TS14 | bar: 2020 to 2050 :=
20 | DR | D3HYRC03 | TS15 | TS15 | bar: 2020 to 2050 :=
20 | DR | D3HYRC03 | TS16 | TS16 | bar: 2020 to 2050 :=
20 | DR | D3HYRC03 | TS17 | TS17 | bar: 2020 to 2050 :=
20 | DR | D3HYRC03 | TS18 | TS18 | bar: 2020 to 2050 :=
20 | DR | D3HYRC03 | TS19 | TS19 | bar: 2020 to 2050 :=
20 | DR | D3HYRC03 | TS20 | TS20 | bar: 2020 to 2050 :=
20 | DR | D3HYRC03 | TS21 | TS21 | bar: 2020 to 2050 :=
20 | DR | D3HYRC03 | TS22 | TS22 | bar: 2020 to 2050 :=
20 | DR | D3HYRC03 | TS23 | TS23 | bar: 2020 to 2050 :=
20 | DR | D3HYRC03 | TS24 | TS24 | bar: 2020 to 2050 :=
20 | DR | D3HYRC03 | TS25 | TS25 | bar: 2020 to 2050 :=
20 | DR | D3HYRC03 | TS26 | TS26 | bar: 2020 to 2050 :=
20 | DR | D3HYRC03 | TS27 | TS27 | bar: 2020 to 2050 :=
20 | DR | D3HYRC03 | TS28 | TS28 | bar: 2020 to 2050 :=
20 | DR | D3HYRC03 | TS29 | TS29 | bar: 2020 to 2050 :=
20 | DR | D3HYRC03 | TS30 | TS30 | bar: 2020 to 2050 :=
20 | DR | D3HYRC03 | TS31 | TS31 | bar: 2020 to 2050 :=
20 | DR | D3HYRC03 | TS32 | TS32 | bar: 2020 to 2050 :=
20 | DR | D3HYRC03 | TS33 | TS33 | bar: 2020 to 2050 :=
20 | DR | D3HYRC03 | TS34 | TS34 | bar: 2020 to 2050 :=
20 | DR | D3HYRC03 | TS35 | TS35 | bar: 2020 to 2050 :=
20 | DR | D3HYRC03 | TS36 | TS36 | bar: 2020 to 2050 :=
20 | DR | D3HYRC03 | TS37 | TS37 | bar: 2020 to 2050 :=
20 | DR | D3HYRC03 | TS38 | TS38 | bar: 2020 to 2050 :=
20 | DR | D3HYRC03 | TS39 | TS39 | bar: 2020 to 2050 :=
20 | DR | D3HYRC03 | TS40 | TS40 | bar: 2020 to 2050 :=
21 | DR | D3HYOC01 |  | [DRC,D3HYOC01,*,*] : | 2020 | 2021 | 2022 | 2023 | 2024 | 2025 | 2026 | 2027 | 2028 | 2029 | 2030 | 2031 | 2032 | 2033 | 2034 | 2035 | 2036 | 2037 | 2038 | 2039 | 2040 | 2041 | 2042 | 2043 | 2044 | 2045 | 2046 | 2047 | 2048 | 2049 | 2050 :=
21 | DR | D3HYOC01 | TS01 | TS01 | bar: 2020 to 2050 :=
21 | DR | D3HYOC01 | TS02 | TS02 | bar: 2020 to 2050 :=
21 | DR | D3HYOC01 | TS03 | TS03 | bar: 2020 to 2050 :=
21 | DR | D3HYOC01 | TS04 | TS04 | bar: 2020 to 2050 :=
21 | DR | D3HYOC01 | TS05 | TS05 | bar: 2020 to 2050 :=
21 | DR | D3HYOC01 | TS06 | TS06 | bar: 2020 to 2050 :=
21 | DR | D3HYOC01 | TS07 | TS07 | bar: 2020 to 2050 :=
21 | DR | D3HYOC01 | TS08 | TS08 | bar: 2020 to 2050 :=
21 | DR | D3HYOC01 | TS09 | TS09 | bar: 2020 to 2050 :=
21 | DR | D3HYOC01 | TS10 | TS10 | bar: 2020 to 2050 :=
21 | DR | D3HYOC01 | TS11 | TS11 | bar: 2020 to 2050 :=
21 | DR | D3HYOC01 | TS12 | TS12 | bar: 2020 to 2050 :=
21 | DR | D3HYOC01 | TS13 | TS13 | bar: 2020 to 2050 :=
21 | DR | D3HYOC01 | TS14 | TS14 | bar: 2020 to 2050 :=
21 | DR | D3HYOC01 | TS15 | TS15 | bar: 2020 to 2050 :=
21 | DR | D3HYOC01 | TS16 | TS16 | bar: 2020 to 2050 :=
21 | DR | D3HYOC01 | TS17 | TS17 | bar: 2020 to 2050 :=
21 | DR | D3HYOC01 | TS18 | TS18 | bar: 2020 to 2050 :=
21 | DR | D3HYOC01 | TS19 | TS19 | bar: 2020 to 2050 :=
21 | DR | D3HYOC01 | TS20 | TS20 | bar: 2020 to 2050 :=
21 | DR | D3HYOC01 | TS21 | TS21 | bar: 2020 to 2050 :=
21 | DR | D3HYOC01 | TS22 | TS22 | bar: 2020 to 2050 :=
21 | DR | D3HYOC01 | TS23 | TS23 | bar: 2020 to 2050 :=
21 | DR | D3HYOC01 | TS24 | TS24 | bar: 2020 to 2050 :=
21 | DR | D3HYOC01 | TS25 | TS25 | bar: 2020 to 2050 :=
21 | DR | D3HYOC01 | TS26 | TS26 | bar: 2020 to 2050 :=
21 | DR | D3HYOC01 | TS27 | TS27 | bar: 2020 to 2050 :=
21 | DR | D3HYOC01 | TS28 | TS28 | bar: 2020 to 2050 :=
21 | DR | D3HYOC01 | TS29 | TS29 | bar: 2020 to 2050 :=
21 | DR | D3HYOC01 | TS30 | TS30 | bar: 2020 to 2050 :=
21 | DR | D3HYOC01 | TS31 | TS31 | bar: 2020 to 2050 :=
21 | DR | D3HYOC01 | TS32 | TS32 | bar: 2020 to 2050 :=
21 | DR | D3HYOC01 | TS33 | TS33 | bar: 2020 to 2050 :=
21 | DR | D3HYOC01 | TS34 | TS34 | bar: 2020 to 2050 :=
21 | DR | D3HYOC01 | TS35 | TS35 | bar: 2020 to 2050 :=
21 | DR | D3HYOC01 | TS36 | TS36 | bar: 2020 to 2050 :=
21 | DR | D3HYOC01 | TS37 | TS37 | bar: 2020 to 2050 :=
21 | DR | D3HYOC01 | TS38 | TS38 | bar: 2020 to 2050 :=
21 | DR | D3HYOC01 | TS39 | TS39 | bar: 2020 to 2050 :=
21 | DR | D3HYOC01 | TS40 | TS40 | bar: 2020 to 2050 :=
22 | DR | D3SOPC330 |  | [DRC,D3SOPC330,*,*] : | 2020 | 2021 | 2022 | 2023 | 2024 | 2025 | 2026 | 2027 | 2028 | 2029 | 2030 | 2031 | 2032 | 2033 | 2034 | 2035 | 2036 | 2037 | 2038 | 2039 | 2040 | 2041 | 2042 | 2043 | 2044 | 2045 | 2046 | 2047 | 2048 | 2049 | 2050 :=
22 | DR | D3SOPC330 | TS01 | TS01 | 0 | 0 | 0 | 0 | 0 | 0 | 0 | 0 | 0 | 0 | 0 | 0 | 0 | 0 | 0 | 0 | 0 | 0 | 0 | 0 | 0 | 0 | 0 | 0 | 0 | 0 | 0 | 0 | 0 | 0 | 0
22 | DR | D3SOPC330 | TS02 | TS02 | 0.15657 | 0.15657 | 0.15657 | 0.15657 | 0.15657 | 0.15657 | 0.15657 | 0.15657 | 0.15657 | 0.15657 | 0.15657 | 0.15657 | 0.15657 | 0.15657 | 0.15657 | 0.15657 | 0.15657 | 0.15657 | 0.15657 | 0.15657 | 0.15657 | 0.15657 | 0.15657 | 0.15657 | 0.15657 | 0.15657 | 0.15657 | 0.15657 | 0.15657 | 0.15657 | 0.15657
22 | DR | D3SOPC330 | TS03 | TS03 | 0.4931 | 0.4931 | 0.4931 | 0.4931 | 0.4931 | 0.4931 | 0.4931 | 0.4931 | 0.4931 | 0.4931 | 0.4931 | 0.4931 | 0.4931 | 0.4931 | 0.4931 | 0.4931 | 0.4931 | 0.4931 | 0.4931 | 0.4931 | 0.4931 | 0.4931 | 0.4931 | 0.4931 | 0.4931 | 0.4931 | 0.4931 | 0.4931 | 0.4931 | 0.4931 | 0.4931
22 | DR | D3SOPC330 | TS04 | TS04 | 0.65426 | 0.65426 | 0.65426 | 0.65426 | 0.65426 | 0.65426 | 0.65426 | 0.65426 | 0.65426 | 0.65426 | 0.65426 | 0.65426 | 0.65426 | 0.65426 | 0.65426 | 0.65426 | 0.65426 | 0.65426 | 0.65426 | 0.65426 | 0.65426 | 0.65426 | 0.65426 | 0.65426 | 0.65426 | 0.65426 | 0.65426 | 0.65426 | 0.65426 | 0.65426 | 0.65426
22 | DR | D3SOPC330 | TS05 | TS05 | 0.56872 | 0.56872 | 0.56872 | 0.56872 | 0.56872 | 0.56872 | 0.56872 | 0.56872 | 0.56872 | 0.56872 | 0.56872 | 0.56872 | 0.56872 | 0.56872 | 0.56872 | 0.56872 | 0.56872 | 0.56872 | 0.56872 | 0.56872 | 0.56872 | 0.56872 | 0.56872 | 0.56872 | 0.56872 | 0.56872 | 0.56872 | 0.56872 | 0.56872 | 0.56872 | 0.56872
22 | DR | D3SOPC330 | TS06 | TS06 | 0.3704 | 0.3704 | 0.3704 | 0.3704 | 0.3704 | 0.3704 | 0.3704 | 0.3704 | 0.3704 | 0.3704 | 0.3704 | 0.3704 | 0.3704 | 0.3704 | 0.3704 | 0.3704 | 0.3704 | 0.3704 | 0.3704 | 0.3704 | 0.3704 | 0.3704 | 0.3704 | 0.3704 | 0.3704 | 0.3704 | 0.3704 | 0.3704 | 0.3704 | 0.3704 | 0.3704
22 | DR | D3SOPC330 | TS07 | TS07 | 0.15435 | 0.15435 | 0.15435 | 0.15435 | 0.15435 | 0.15435 | 0.15435 | 0.15435 | 0.15435 | 0.15435 | 0.15435 | 0.15435 | 0.15435 | 0.15435 | 0.15435 | 0.15435 | 0.15435 | 0.15435 | 0.15435 | 0.15435 | 0.15435 | 0.15435 | 0.15435 | 0.15435 | 0.15435 | 0.15435 | 0.15435 | 0.15435 | 0.15435 | 0.15435 | 0.15435
22 | DR | D3SOPC330 | TS08 | TS08 | 0.01774 | 0.01774 | 0.01774 | 0.01774 | 0.01774 | 0.01774 | 0.01774 | 0.01774 | 0.01774 | 0.01774 | 0.01774 | 0.01774 | 0.01774 | 0.01774 | 0.01774 | 0.01774 | 0.01774 | 0.01774 | 0.01774 | 0.01774 | 0.01774 | 0.01774 | 0.01774 | 0.01774 | 0.01774 | 0.01774 | 0.01774 | 0.01774 | 0.01774 | 0.01774 | 0.01774
22 | DR | D3SOPC330 | TS09 | TS09 | 0 | 0 | 0 | 0 | 0 | 0 | 0 | 0 | 0 | 0 | 0 | 0 | 0 | 0 | 0 | 0 | 0 | 0 | 0 | 0 | 0 | 0 | 0 | 0 | 0 | 0 | 0 | 0 | 0 | 0 | 0
22 | DR | D3SOPC330 | TS10 | TS10 | 0 | 0 | 0 | 0 | 0 | 0 | 0 | 0 | 0 | 0 | 0 | 0 | 0 | 0 | 0 | 0 | 0 | 0 | 0 | 0 | 0 | 0 | 0 | 0 | 0 | 0 | 0 | 0 | 0 | 0 | 0
22 | DR | D3SOPC330 | TS11 | TS11 | 0 | 0 | 0 | 0 | 0 | 0 | 0 | 0 | 0 | 0 | 0 | 0 | 0 | 0 | 0 | 0 | 0 | 0 | 0 | 0 | 0 | 0 | 0 | 0 | 0 | 0 | 0 | 0 | 0 | 0 | 0
22 | DR | D3SOPC330 | TS12 | TS12 | 0.16154 | 0.16154 | 0.16154 | 0.16154 | 0.16154 | 0.16154 | 0.16154 | 0.16154 | 0.16154 | 0.16154 | 0.16154 | 0.16154 | 0.16154 | 0.16154 | 0.16154 | 0.16154 | 0.16154 | 0.16154 | 0.16154 | 0.16154 | 0.16154 | 0.16154 | 0.16154 | 0.16154 | 0.16154 | 0.16154 | 0.16154 | 0.16154 | 0.16154 | 0.16154 | 0.16154
22 | DR | D3SOPC330 | TS13 | TS13 | 0.47606 | 0.47606 | 0.47606 | 0.47606 | 0.47606 | 0.47606 | 0.47606 | 0.47606 | 0.47606 | 0.47606 | 0.47606 | 0.47606 | 0.47606 | 0.47606 | 0.47606 | 0.47606 | 0.47606 | 0.47606 | 0.47606 | 0.47606 | 0.47606 | 0.47606 | 0.47606 | 0.47606 | 0.47606 | 0.47606 | 0.47606 | 0.47606 | 0.47606 | 0.47606 | 0.47606
22 | DR | D3SOPC330 | TS14 | TS14 | 0.62187 | 0.62187 | 0.62187 | 0.62187 | 0.62187 | 0.62187 | 0.62187 | 0.62187 | 0.62187 | 0.62187 | 0.62187 | 0.62187 | 0.62187 | 0.62187 | 0.62187 | 0.62187 | 0.62187 | 0.62187 | 0.62187 | 0.62187 | 0.62187 | 0.62187 | 0.62187 | 0.62187 | 0.62187 | 0.62187 | 0.62187 | 0.62187 | 0.62187 | 0.62187 | 0.62187
22 | DR | D3SOPC330 | TS15 | TS15 | 0.55503 | 0.55503 | 0.55503 | 0.55503 | 0.55503 | 0.55503 | 0.55503 | 0.55503 | 0.55503 | 0.55503 | 0.55503 | 0.55503 | 0.55503 | 0.55503 | 0.55503 | 0.55503 | 0.55503 | 0.55503 | 0.55503 | 0.55503 | 0.55503 | 0.55503 | 0.55503 | 0.55503 | 0.55503 | 0.55503 | 0.55503 | 0.55503 | 0.55503 | 0.55503 | 0.55503
22 | DR | D3SOPC330 | TS16 | TS16 | 0.37202 | 0.37202 | 0.37202 | 0.37202 | 0.37202 | 0.37202 | 0.37202 | 0.37202 | 0.37202 | 0.37202 | 0.37202 | 0.37202 | 0.37202 | 0.37202 | 0.37202 | 0.37202 | 0.37202 | 0.37202 | 0.37202 | 0.37202 | 0.37202 | 0.37202 | 0.37202 | 0.37202 | 0.37202 | 0.37202 | 0.37202 | 0.37202 | 0.37202 | 0.37202 | 0.37202
22 | DR | D3SOPC330 | TS17 | TS17 | 0.13695 | 0.13695 | 0.13695 | 0.13695 | 0.13695 | 0.13695 | 0.13695 | 0.13695 | 0.13695 | 0.13695 | 0.13695 | 0.13695 | 0.13695 | 0.13695 | 0.13695 | 0.13695 | 0.13695 | 0.13695 | 0.13695 | 0.13695 | 0.13695 | 0.13695 | 0.13695 | 0.13695 | 0.13695 | 0.13695 | 0.13695 | 0.13695 | 0.13695 | 0.13695 | 0.13695
22 | DR | D3SOPC330 | TS18 | TS18 | 0.00314 | 0.00314 | 0.00314 | 0.00314 | 0.00314 | 0.00314 | 0.00314 | 0.00314 | 0.00314 | 0.00314 | 0.00314 | 0.00314 | 0.00314 | 0.00314 | 0.00314 | 0.00314 | 0.00314 | 0.00314 | 0.00314 | 0.00314 | 0.00314 | 0.00314 | 0.00314 | 0.00314 | 0.00314 | 0.00314 | 0.00314 | 0.00314 | 0.00314 | 0.00314 | 0.00314
22 | DR | D3SOPC330 | TS19 | TS19 | 0 | 0 | 0 | 0 | 0 | 0 | 0 | 0 | 0 | 0 | 0 | 0 | 0 | 0 | 0 | 0 | 0 | 0 | 0 | 0 | 0 | 0 | 0 | 0 | 0 | 0 | 0 | 0 | 0 | 0 | 0
22 | DR | D3SOPC330 | TS20 | TS20 | 0 | 0 | 0 | 0 | 0 | 0 | 0 | 0 | 0 | 0 | 0 | 0 | 0 | 0 | 0 | 0 | 0 | 0 | 0 | 0 | 0 | 0 | 0 | 0 | 0 | 0 | 0 | 0 | 0 | 0 | 0
22 | DR | D3SOPC330 | TS21 | TS21 | 0.00112 | 0.00112 | 0.00112 | 0.00112 | 0.00112 | 0.00112 | 0.00112 | 0.00112 | 0.00112 | 0.00112 | 0.00112 | 0.00112 | 0.00112 | 0.00112 | 0.00112 | 0.00112 | 0.00112 | 0.00112 | 0.00112 | 0.00112 | 0.00112 | 0.00112 | 0.00112 | 0.00112 | 0.00112 | 0.00112 | 0.00112 | 0.00112 | 0.00112 | 0.00112 | 0.00112
22 | DR | D3SOPC330 | TS22 | TS22 | 0.17848 | 0.17848 | 0.17848 | 0.17848 | 0.17848 | 0.17848 | 0.17848 | 0.17848 | 0.17848 | 0.17848 | 0.17848 | 0.17848 | 0.17848 | 0.17848 | 0.17848 | 0.17848 | 0.17848 | 0.17848 | 0.17848 | 0.17848 | 0.17848 | 0.17848 | 0.17848 | 0.17848 | 0.17848 | 0.17848 | 0.17848 | 0.17848 | 0.17848 | 0.17848 | 0.17848
22 | DR | D3SOPC330 | TS23 | TS23 | 0.53916 | 0.53916 | 0.53916 | 0.53916 | 0.53916 | 0.53916 | 0.53916 | 0.53916 | 0.53916 | 0.53916 | 0.53916 | 0.53916 | 0.53916 | 0.53916 | 0.53916 | 0.53916 | 0.53916 | 0.53916 | 0.53916 | 0.53916 | 0.53916 | 0.53916 | 0.53916 | 0.53916 | 0.53916 | 0.53916 | 0.53916 | 0.53916 | 0.53916 | 0.53916 | 0.53916
22 | DR | D3SOPC330 | TS24 | TS24 | 0.68739 | 0.68739 | 0.68739 | 0.68739 | 0.68739 | 0.68739 | 0.68739 | 0.68739 | 0.68739 | 0.68739 | 0.68739 | 0.68739 | 0.68739 | 0.68739 | 0.68739 | 0.68739 | 0.68739 | 0.68739 | 0.68739 | 0.68739 | 0.68739 | 0.68739 | 0.68739 | 0.68739 | 0.68739 | 0.68739 | 0.68739 | 0.68739 | 0.68739 | 0.68739 | 0.68739
22 | DR | D3SOPC330 | TS25 | TS25 | 0.60405 | 0.60405 | 0.60405 | 0.60405 | 0.60405 | 0.60405 | 0.60405 | 0.60405 | 0.60405 | 0.60405 | 0.60405 | 0.60405 | 0.60405 | 0.60405 | 0.60405 | 0.60405 | 0.60405 | 0.60405 | 0.60405 | 0.60405 | 0.60405 | 0.60405 | 0.60405 | 0.60405 | 0.60405 | 0.60405 | 0.60405 | 0.60405 | 0.60405 | 0.60405 | 0.60405
22 | DR | D3SOPC330 | TS26 | TS26 | 0.41674 | 0.41674 | 0.41674 | 0.41674 | 0.41674 | 0.41674 | 0.41674 | 0.41674 | 0.41674 | 0.41674 | 0.41674 | 0.41674 | 0.41674 | 0.41674 | 0.41674 | 0.41674 | 0.41674 | 0.41674 | 0.41674 | 0.41674 | 0.41674 | 0.41674 | 0.41674 | 0.41674 | 0.41674 | 0.41674 | 0.41674 | 0.41674 | 0.41674 | 0.41674 | 0.41674
22 | DR | D3SOPC330 | TS27 | TS27 | 0.16079 | 0.16079 | 0.16079 | 0.16079 | 0.16079 | 0.16079 | 0.16079 | 0.16079 | 0.16079 | 0.16079 | 0.16079 | 0.16079 | 0.16079 | 0.16079 | 0.16079 | 0.16079 | 0.16079 | 0.16079 | 0.16079 | 0.16079 | 0.16079 | 0.16079 | 0.16079 | 0.16079 | 0.16079 | 0.16079 | 0.16079 | 0.16079 | 0.16079 | 0.16079 | 0.16079
22 | DR | D3SOPC330 | TS28 | TS28 | 0.01129 | 0.01129 | 0.01129 | 0.01129 | 0.01129 | 0.01129 | 0.01129 | 0.01129 | 0.01129 | 0.01129 | 0.01129 | 0.01129 | 0.01129 | 0.01129 | 0.01129 | 0.01129 | 0.01129 | 0.01129 | 0.01129 | 0.01129 | 0.01129 | 0.01129 | 0.01129 | 0.01129 | 0.01129 | 0.01129 | 0.01129 | 0.01129 | 0.01129 | 0.01129 | 0.01129
22 | DR | D3SOPC330 | TS29 | TS29 | 0 | 0 | 0 | 0 | 0 | 0 | 0 | 0 | 0 | 0 | 0 | 0 | 0 | 0 | 0 | 0 | 0 | 0 | 0 | 0 | 0 | 0 | 0 | 0 | 0 | 0 | 0 | 0 | 0 | 0 | 0
22 | DR | D3SOPC330 | TS30 | TS30 | 0 | 0 | 0 | 0 | 0 | 0 | 0 | 0 | 0 | 0 | 0 | 0 | 0 | 0 | 0 | 0 | 0 | 0 | 0 | 0 | 0 | 0 | 0 | 0 | 0 | 0 | 0 | 0 | 0 | 0 | 0
22 | DR | D3SOPC330 | TS31 | TS31 | 0.00574 | 0.00574 | 0.00574 | 0.00574 | 0.00574 | 0.00574 | 0.00574 | 0.00574 | 0.00574 | 0.00574 | 0.00574 | 0.00574 | 0.00574 | 0.00574 | 0.00574 | 0.00574 | 0.00574 | 0.00574 | 0.00574 | 0.00574 | 0.00574 | 0.00574 | 0.00574 | 0.00574 | 0.00574 | 0.00574 | 0.00574 | 0.00574 | 0.00574 | 0.00574 | 0.00574
22 | DR | D3SOPC330 | TS32 | TS32 | 0.21942 | 0.21942 | 0.21942 | 0.21942 | 0.21942 | 0.21942 | 0.21942 | 0.21942 | 0.21942 | 0.21942 | 0.21942 | 0.21942 | 0.21942 | 0.21942 | 0.21942 | 0.21942 | 0.21942 | 0.21942 | 0.21942 | 0.21942 | 0.21942 | 0.21942 | 0.21942 | 0.21942 | 0.21942 | 0.21942 | 0.21942 | 0.21942 | 0.21942 | 0.21942 | 0.21942
22 | DR | D3SOPC330 | TS33 | TS33 | 0.52218 | 0.52218 | 0.52218 | 0.52218 | 0.52218 | 0.52218 | 0.52218 | 0.52218 | 0.52218 | 0.52218 | 0.52218 | 0.52218 | 0.52218 | 0.52218 | 0.52218 | 0.52218 | 0.52218 | 0.52218 | 0.52218 | 0.52218 | 0.52218 | 0.52218 | 0.52218 | 0.52218 | 0.52218 | 0.52218 | 0.52218 | 0.52218 | 0.52218 | 0.52218 | 0.52218
22 | DR | D3SOPC330 | TS34 | TS34 | 0.60227 | 0.60227 | 0.60227 | 0.60227 | 0.60227 | 0.60227 | 0.60227 | 0.60227 | 0.60227 | 0.60227 | 0.60227 | 0.60227 | 0.60227 | 0.60227 | 0.60227 | 0.60227 | 0.60227 | 0.60227 | 0.60227 | 0.60227 | 0.60227 | 0.60227 | 0.60227 | 0.60227 | 0.60227 | 0.60227 | 0.60227 | 0.60227 | 0.60227 | 0.60227 | 0.60227
22 | DR | D3SOPC330 | TS35 | TS35 | 0.52342 | 0.52342 | 0.52342 | 0.52342 | 0.52342 | 0.52342 | 0.52342 | 0.52342 | 0.52342 | 0.52342 | 0.52342 | 0.52342 | 0.52342 | 0.52342 | 0.52342 | 0.52342 | 0.52342 | 0.52342 | 0.52342 | 0.52342 | 0.52342 | 0.52342 | 0.52342 | 0.52342 | 0.52342 | 0.52342 | 0.52342 | 0.52342 | 0.52342 | 0.52342 | 0.52342
22 | DR | D3SOPC330 | TS36 | TS36 | 0.34878 | 0.34878 | 0.34878 | 0.34878 | 0.34878 | 0.34878 | 0.34878 | 0.34878 | 0.34878 | 0.34878 | 0.34878 | 0.34878 | 0.34878 | 0.34878 | 0.34878 | 0.34878 | 0.34878 | 0.34878 | 0.34878 | 0.34878 | 0.34878 | 0.34878 | 0.34878 | 0.34878 | 0.34878 | 0.34878 | 0.34878 | 0.34878 | 0.34878 | 0.34878 | 0.34878
22 | DR | D3SOPC330 | TS37 | TS37 | 0.12181 | 0.12181 | 0.12181 | 0.12181 | 0.12181 | 0.12181 | 0.12181 | 0.12181 | 0.12181 | 0.12181 | 0.12181 | 0.12181 | 0.12181 | 0.12181 | 0.12181 | 0.12181 | 0.12181 | 0.12181 | 0.12181 | 0.12181 | 0.12181 | 0.12181 | 0.12181 | 0.12181 | 0.12181 | 0.12181 | 0.12181 | 0.12181 | 0.12181 | 0.12181 | 0.12181
22 | DR | D3SOPC330 | TS38 | TS38 | 0.00374 | 0.00374 | 0.00374 | 0.00374 | 0.00374 | 0.00374 | 0.00374 | 0.00374 | 0.00374 | 0.00374 | 0.00374 | 0.00374 | 0.00374 | 0.00374 | 0.00374 | 0.00374 | 0.00374 | 0.00374 | 0.00374 | 0.00374 | 0.00374 | 0.00374 | 0.00374 | 0.00374 | 0.00374 | 0.00374 | 0.00374 | 0.00374 | 0.00374 | 0.00374 | 0.00374
22 | DR | D3SOPC330 | TS39 | TS39 | 0 | 0 | 0 | 0 | 0 | 0 | 0 | 0 | 0 | 0 | 0 | 0 | 0 | 0 | 0 | 0 | 0 | 0 | 0 | 0 | 0 | 0 | 0 | 0 | 0 | 0 | 0 | 0 | 0 | 0 | 0
22 | DR | D3SOPC330 | TS40 | TS40 | 0 | 0 | 0 | 0 | 0 | 0 | 0 | 0 | 0 | 0 | 0 | 0 | 0 | 0 | 0 | 0 | 0 | 0 | 0 | 0 | 0 | 0 | 0 | 0 | 0 | 0 | 0 | 0 | 0 | 0 | 0
23 | DR | D3SOPC331 |  | [DRC,D3SOPC331,*,*] : | 2020 | 2021 | 2022 | 2023 | 2024 | 2025 | 2026 | 2027 | 2028 | 2029 | 2030 | 2031 | 2032 | 2033 | 2034 | 2035 | 2036 | 2037 | 2038 | 2039 | 2040 | 2041 | 2042 | 2043 | 2044 | 2045 | 2046 | 2047 | 2048 | 2049 | 2050 :=
23 | DR | D3SOPC331 | TS01 | TS01 | 0 | 0 | 0 | 0 | 0 | 0 | 0 | 0 | 0 | 0 | 0 | 0 | 0 | 0 | 0 | 0 | 0 | 0 | 0 | 0 | 0 | 0 | 0 | 0 | 0 | 0 | 0 | 0 | 0 | 0 | 0
23 | DR | D3SOPC331 | TS02 | TS02 | 0.16405 | 0.16405 | 0.16405 | 0.16405 | 0.16405 | 0.16405 | 0.16405 | 0.16405 | 0.16405 | 0.16405 | 0.16405 | 0.16405 | 0.16405 | 0.16405 | 0.16405 | 0.16405 | 0.16405 | 0.16405 | 0.16405 | 0.16405 | 0.16405 | 0.16405 | 0.16405 | 0.16405 | 0.16405 | 0.16405 | 0.16405 | 0.16405 | 0.16405 | 0.16405 | 0.16405
23 | DR | D3SOPC331 | TS03 | TS03 | 0.48909 | 0.48909 | 0.48909 | 0.48909 | 0.48909 | 0.48909 | 0.48909 | 0.48909 | 0.48909 | 0.48909 | 0.48909 | 0.48909 | 0.48909 | 0.48909 | 0.48909 | 0.48909 | 0.48909 | 0.48909 | 0.48909 | 0.48909 | 0.48909 | 0.48909 | 0.48909 | 0.48909 | 0.48909 | 0.48909 | 0.48909 | 0.48909 | 0.48909 | 0.48909 | 0.48909
23 | DR | D3SOPC331 | TS04 | TS04 | 0.63722 | 0.63722 | 0.63722 | 0.63722 | 0.63722 | 0.63722 | 0.63722 | 0.63722 | 0.63722 | 0.63722 | 0.63722 | 0.63722 | 0.63722 | 0.63722 | 0.63722 | 0.63722 | 0.63722 | 0.63722 | 0.63722 | 0.63722 | 0.63722 | 0.63722 | 0.63722 | 0.63722 | 0.63722 | 0.63722 | 0.63722 | 0.63722 | 0.63722 | 0.63722 | 0.63722
23 | DR | D3SOPC331 | TS05 | TS05 | 0.54305 | 0.54305 | 0.54305 | 0.54305 | 0.54305 | 0.54305 | 0.54305 | 0.54305 | 0.54305 | 0.54305 | 0.54305 | 0.54305 | 0.54305 | 0.54305 | 0.54305 | 0.54305 | 0.54305 | 0.54305 | 0.54305 | 0.54305 | 0.54305 | 0.54305 | 0.54305 | 0.54305 | 0.54305 | 0.54305 | 0.54305 | 0.54305 | 0.54305 | 0.54305 | 0.54305
23 | DR | D3SOPC331 | TS06 | TS06 | 0.36576 | 0.36576 | 0.36576 | 0.36576 | 0.36576 | 0.36576 | 0.36576 | 0.36576 | 0.36576 | 0.36576 | 0.36576 | 0.36576 | 0.36576 | 0.36576 | 0.36576 | 0.36576 | 0.36576 | 0.36576 | 0.36576 | 0.36576 | 0.36576 | 0.36576 | 0.36576 | 0.36576 | 0.36576 | 0.36576 | 0.36576 | 0.36576 | 0.36576 | 0.36576 | 0.36576
23 | DR | D3SOPC331 | TS07 | TS07 | 0.16092 | 0.16092 | 0.16092 | 0.16092 | 0.16092 | 0.16092 | 0.16092 | 0.16092 | 0.16092 | 0.16092 | 0.16092 | 0.16092 | 0.16092 | 0.16092 | 0.16092 | 0.16092 | 0.16092 | 0.16092 | 0.16092 | 0.16092 | 0.16092 | 0.16092 | 0.16092 | 0.16092 | 0.16092 | 0.16092 | 0.16092 | 0.16092 | 0.16092 | 0.16092 | 0.16092
23 | DR | D3SOPC331 | TS08 | TS08 | 0.02239 | 0.02239 | 0.02239 | 0.02239 | 0.02239 | 0.02239 | 0.02239 | 0.02239 | 0.02239 | 0.02239 | 0.02239 | 0.02239 | 0.02239 | 0.02239 | 0.02239 | 0.02239 | 0.02239 | 0.02239 | 0.02239 | 0.02239 | 0.02239 | 0.02239 | 0.02239 | 0.02239 | 0.02239 | 0.02239 | 0.02239 | 0.02239 | 0.02239 | 0.02239 | 0.02239
23 | DR | D3SOPC331 | TS09 | TS09 | 0 | 0 | 0 | 0 | 0 | 0 | 0 | 0 | 0 | 0 | 0 | 0 | 0 | 0 | 0 | 0 | 0 | 0 | 0 | 0 | 0 | 0 | 0 | 0 | 0 | 0 | 0 | 0 | 0 | 0 | 0
23 | DR | D3SOPC331 | TS10 | TS10 | 0 | 0 | 0 | 0 | 0 | 0 | 0 | 0 | 0 | 0 | 0 | 0 | 0 | 0 | 0 | 0 | 0 | 0 | 0 | 0 | 0 | 0 | 0 | 0 | 0 | 0 | 0 | 0 | 0 | 0 | 0
23 | DR | D3SOPC331 | TS11 | TS11 | 0 | 0 | 0 | 0 | 0 | 0 | 0 | 0 | 0 | 0 | 0 | 0 | 0 | 0 | 0 | 0 | 0 | 0 | 0 | 0 | 0 | 0 | 0 | 0 | 0 | 0 | 0 | 0 | 0 | 0 | 0
23 | DR | D3SOPC331 | TS12 | TS12 | 0.16982 | 0.16982 | 0.16982 | 0.16982 | 0.16982 | 0.16982 | 0.16982 | 0.16982 | 0.16982 | 0.16982 | 0.16982 | 0.16982 | 0.16982 | 0.16982 | 0.16982 | 0.16982 | 0.16982 | 0.16982 | 0.16982 | 0.16982 | 0.16982 | 0.16982 | 0.16982 | 0.16982 | 0.16982 | 0.16982 | 0.16982 | 0.16982 | 0.16982 | 0.16982 | 0.16982
23 | DR | D3SOPC331 | TS13 | TS13 | 0.47742 | 0.47742 | 0.47742 | 0.47742 | 0.47742 | 0.47742 | 0.47742 | 0.47742 | 0.47742 | 0.47742 | 0.47742 | 0.47742 | 0.47742 | 0.47742 | 0.47742 | 0.47742 | 0.47742 | 0.47742 | 0.47742 | 0.47742 | 0.47742 | 0.47742 | 0.47742 | 0.47742 | 0.47742 | 0.47742 | 0.47742 | 0.47742 | 0.47742 | 0.47742 | 0.47742
23 | DR | D3SOPC331 | TS14 | TS14 | 0.6116 | 0.6116 | 0.6116 | 0.6116 | 0.6116 | 0.6116 | 0.6116 | 0.6116 | 0.6116 | 0.6116 | 0.6116 | 0.6116 | 0.6116 | 0.6116 | 0.6116 | 0.6116 | 0.6116 | 0.6116 | 0.6116 | 0.6116 | 0.6116 | 0.6116 | 0.6116 | 0.6116 | 0.6116 | 0.6116 | 0.6116 | 0.6116 | 0.6116 | 0.6116 | 0.6116
23 | DR | D3SOPC331 | TS15 | TS15 | 0.53941 | 0.53941 | 0.53941 | 0.53941 | 0.53941 | 0.53941 | 0.53941 | 0.53941 | 0.53941 | 0.53941 | 0.53941 | 0.53941 | 0.53941 | 0.53941 | 0.53941 | 0.53941 | 0.53941 | 0.53941 | 0.53941 | 0.53941 | 0.53941 | 0.53941 | 0.53941 | 0.53941 | 0.53941 | 0.53941 | 0.53941 | 0.53941 | 0.53941 | 0.53941 | 0.53941
23 | DR | D3SOPC331 | TS16 | TS16 | 0.37137 | 0.37137 | 0.37137 | 0.37137 | 0.37137 | 0.37137 | 0.37137 | 0.37137 | 0.37137 | 0.37137 | 0.37137 | 0.37137 | 0.37137 | 0.37137 | 0.37137 | 0.37137 | 0.37137 | 0.37137 | 0.37137 | 0.37137 | 0.37137 | 0.37137 | 0.37137 | 0.37137 | 0.37137 | 0.37137 | 0.37137 | 0.37137 | 0.37137 | 0.37137 | 0.37137
23 | DR | D3SOPC331 | TS17 | TS17 | 0.14479 | 0.14479 | 0.14479 | 0.14479 | 0.14479 | 0.14479 | 0.14479 | 0.14479 | 0.14479 | 0.14479 | 0.14479 | 0.14479 | 0.14479 | 0.14479 | 0.14479 | 0.14479 | 0.14479 | 0.14479 | 0.14479 | 0.14479 | 0.14479 | 0.14479 | 0.14479 | 0.14479 | 0.14479 | 0.14479 | 0.14479 | 0.14479 | 0.14479 | 0.14479 | 0.14479
23 | DR | D3SOPC331 | TS18 | TS18 | 0.00304 | 0.00304 | 0.00304 | 0.00304 | 0.00304 | 0.00304 | 0.00304 | 0.00304 | 0.00304 | 0.00304 | 0.00304 | 0.00304 | 0.00304 | 0.00304 | 0.00304 | 0.00304 | 0.00304 | 0.00304 | 0.00304 | 0.00304 | 0.00304 | 0.00304 | 0.00304 | 0.00304 | 0.00304 | 0.00304 | 0.00304 | 0.00304 | 0.00304 | 0.00304 | 0.00304
23 | DR | D3SOPC331 | TS19 | TS19 | 0 | 0 | 0 | 0 | 0 | 0 | 0 | 0 | 0 | 0 | 0 | 0 | 0 | 0 | 0 | 0 | 0 | 0 | 0 | 0 | 0 | 0 | 0 | 0 | 0 | 0 | 0 | 0 | 0 | 0 | 0
23 | DR | D3SOPC331 | TS20 | TS20 | 0 | 0 | 0 | 0 | 0 | 0 | 0 | 0 | 0 | 0 | 0 | 0 | 0 | 0 | 0 | 0 | 0 | 0 | 0 | 0 | 0 | 0 | 0 | 0 | 0 | 0 | 0 | 0 | 0 | 0 | 0
23 | DR | D3SOPC331 | TS21 | TS21 | 0.00143 | 0.00143 | 0.00143 | 0.00143 | 0.00143 | 0.00143 | 0.00143 | 0.00143 | 0.00143 | 0.00143 | 0.00143 | 0.00143 | 0.00143 | 0.00143 | 0.00143 | 0.00143 | 0.00143 | 0.00143 | 0.00143 | 0.00143 | 0.00143 | 0.00143 | 0.00143 | 0.00143 | 0.00143 | 0.00143 | 0.00143 | 0.00143 | 0.00143 | 0.00143 | 0.00143
23 | DR | D3SOPC331 | TS22 | TS22 | 0.18696 | 0.18696 | 0.18696 | 0.18696 | 0.18696 | 0.18696 | 0.18696 | 0.18696 | 0.18696 | 0.18696 | 0.18696 | 0.18696 | 0.18696 | 0.18696 | 0.18696 | 0.18696 | 0.18696 | 0.18696 | 0.18696 | 0.18696 | 0.18696 | 0.18696 | 0.18696 | 0.18696 | 0.18696 | 0.18696 | 0.18696 | 0.18696 | 0.18696 | 0.18696 | 0.18696
23 | DR | D3SOPC331 | TS23 | TS23 | 0.54055 | 0.54055 | 0.54055 | 0.54055 | 0.54055 | 0.54055 | 0.54055 | 0.54055 | 0.54055 | 0.54055 | 0.54055 | 0.54055 | 0.54055 | 0.54055 | 0.54055 | 0.54055 | 0.54055 | 0.54055 | 0.54055 | 0.54055 | 0.54055 | 0.54055 | 0.54055 | 0.54055 | 0.54055 | 0.54055 | 0.54055 | 0.54055 | 0.54055 | 0.54055 | 0.54055
23 | DR | D3SOPC331 | TS24 | TS24 | 0.67968 | 0.67968 | 0.67968 | 0.67968 | 0.67968 | 0.67968 | 0.67968 | 0.67968 | 0.67968 | 0.67968 | 0.67968 | 0.67968 | 0.67968 | 0.67968 | 0.67968 | 0.67968 | 0.67968 | 0.67968 | 0.67968 | 0.67968 | 0.67968 | 0.67968 | 0.67968 | 0.67968 | 0.67968 | 0.67968 | 0.67968 | 0.67968 | 0.67968 | 0.67968 | 0.67968
23 | DR | D3SOPC331 | TS25 | TS25 | 0.59329 | 0.59329 | 0.59329 | 0.59329 | 0.59329 | 0.59329 | 0.59329 | 0.59329 | 0.59329 | 0.59329 | 0.59329 | 0.59329 | 0.59329 | 0.59329 | 0.59329 | 0.59329 | 0.59329 | 0.59329 | 0.59329 | 0.59329 | 0.59329 | 0.59329 | 0.59329 | 0.59329 | 0.59329 | 0.59329 | 0.59329 | 0.59329 | 0.59329 | 0.59329 | 0.59329
23 | DR | D3SOPC331 | TS26 | TS26 | 0.42285 | 0.42285 | 0.42285 | 0.42285 | 0.42285 | 0.42285 | 0.42285 | 0.42285 | 0.42285 | 0.42285 | 0.42285 | 0.42285 | 0.42285 | 0.42285 | 0.42285 | 0.42285 | 0.42285 | 0.42285 | 0.42285 | 0.42285 | 0.42285 | 0.42285 | 0.42285 | 0.42285 | 0.42285 | 0.42285 | 0.42285 | 0.42285 | 0.42285 | 0.42285 | 0.42285
23 | DR | D3SOPC331 | TS27 | TS27 | 0.17046 | 0.17046 | 0.17046 | 0.17046 | 0.17046 | 0.17046 | 0.17046 | 0.17046 | 0.17046 | 0.17046 | 0.17046 | 0.17046 | 0.17046 | 0.17046 | 0.17046 | 0.17046 | 0.17046 | 0.17046 | 0.17046 | 0.17046 | 0.17046 | 0.17046 | 0.17046 | 0.17046 | 0.17046 | 0.17046 | 0.17046 | 0.17046 | 0.17046 | 0.17046 | 0.17046
23 | DR | D3SOPC331 | TS28 | TS28 | 0.01432 | 0.01432 | 0.01432 | 0.01432 | 0.01432 | 0.01432 | 0.01432 | 0.01432 | 0.01432 | 0.01432 | 0.01432 | 0.01432 | 0.01432 | 0.01432 | 0.01432 | 0.01432 | 0.01432 | 0.01432 | 0.01432 | 0.01432 | 0.01432 | 0.01432 | 0.01432 | 0.01432 | 0.01432 | 0.01432 | 0.01432 | 0.01432 | 0.01432 | 0.01432 | 0.01432
23 | DR | D3SOPC331 | TS29 | TS29 | 0 | 0 | 0 | 0 | 0 | 0 | 0 | 0 | 0 | 0 | 0 | 0 | 0 | 0 | 0 | 0 | 0 | 0 | 0 | 0 | 0 | 0 | 0 | 0 | 0 | 0 | 0 | 0 | 0 | 0 | 0
23 | DR | D3SOPC331 | TS30 | TS30 | 0 | 0 | 0 | 0 | 0 | 0 | 0 | 0 | 0 | 0 | 0 | 0 | 0 | 0 | 0 | 0 | 0 | 0 | 0 | 0 | 0 | 0 | 0 | 0 | 0 | 0 | 0 | 0 | 0 | 0 | 0
23 | DR | D3SOPC331 | TS31 | TS31 | 0.00731 | 0.00731 | 0.00731 | 0.00731 | 0.00731 | 0.00731 | 0.00731 | 0.00731 | 0.00731 | 0.00731 | 0.00731 | 0.00731 | 0.00731 | 0.00731 | 0.00731 | 0.00731 | 0.00731 | 0.00731 | 0.00731 | 0.00731 | 0.00731 | 0.00731 | 0.00731 | 0.00731 | 0.00731 | 0.00731 | 0.00731 | 0.00731 | 0.00731 | 0.00731 | 0.00731
23 | DR | D3SOPC331 | TS32 | TS32 | 0.22777 | 0.22777 | 0.22777 | 0.22777 | 0.22777 | 0.22777 | 0.22777 | 0.22777 | 0.22777 | 0.22777 | 0.22777 | 0.22777 | 0.22777 | 0.22777 | 0.22777 | 0.22777 | 0.22777 | 0.22777 | 0.22777 | 0.22777 | 0.22777 | 0.22777 | 0.22777 | 0.22777 | 0.22777 | 0.22777 | 0.22777 | 0.22777 | 0.22777 | 0.22777 | 0.22777
23 | DR | D3SOPC331 | TS33 | TS33 | 0.52189 | 0.52189 | 0.52189 | 0.52189 | 0.52189 | 0.52189 | 0.52189 | 0.52189 | 0.52189 | 0.52189 | 0.52189 | 0.52189 | 0.52189 | 0.52189 | 0.52189 | 0.52189 | 0.52189 | 0.52189 | 0.52189 | 0.52189 | 0.52189 | 0.52189 | 0.52189 | 0.52189 | 0.52189 | 0.52189 | 0.52189 | 0.52189 | 0.52189 | 0.52189 | 0.52189
23 | DR | D3SOPC331 | TS34 | TS34 | 0.58436 | 0.58436 | 0.58436 | 0.58436 | 0.58436 | 0.58436 | 0.58436 | 0.58436 | 0.58436 | 0.58436 | 0.58436 | 0.58436 | 0.58436 | 0.58436 | 0.58436 | 0.58436 | 0.58436 | 0.58436 | 0.58436 | 0.58436 | 0.58436 | 0.58436 | 0.58436 | 0.58436 | 0.58436 | 0.58436 | 0.58436 | 0.58436 | 0.58436 | 0.58436 | 0.58436
23 | DR | D3SOPC331 | TS35 | TS35 | 0.49579 | 0.49579 | 0.49579 | 0.49579 | 0.49579 | 0.49579 | 0.49579 | 0.49579 | 0.49579 | 0.49579 | 0.49579 | 0.49579 | 0.49579 | 0.49579 | 0.49579 | 0.49579 | 0.49579 | 0.49579 | 0.49579 | 0.49579 | 0.49579 | 0.49579 | 0.49579 | 0.49579 | 0.49579 | 0.49579 | 0.49579 | 0.49579 | 0.49579 | 0.49579 | 0.49579
23 | DR | D3SOPC331 | TS36 | TS36 | 0.33717 | 0.33717 | 0.33717 | 0.33717 | 0.33717 | 0.33717 | 0.33717 | 0.33717 | 0.33717 | 0.33717 | 0.33717 | 0.33717 | 0.33717 | 0.33717 | 0.33717 | 0.33717 | 0.33717 | 0.33717 | 0.33717 | 0.33717 | 0.33717 | 0.33717 | 0.33717 | 0.33717 | 0.33717 | 0.33717 | 0.33717 | 0.33717 | 0.33717 | 0.33717 | 0.33717
23 | DR | D3SOPC331 | TS37 | TS37 | 0.12696 | 0.12696 | 0.12696 | 0.12696 | 0.12696 | 0.12696 | 0.12696 | 0.12696 | 0.12696 | 0.12696 | 0.12696 | 0.12696 | 0.12696 | 0.12696 | 0.12696 | 0.12696 | 0.12696 | 0.12696 | 0.12696 | 0.12696 | 0.12696 | 0.12696 | 0.12696 | 0.12696 | 0.12696 | 0.12696 | 0.12696 | 0.12696 | 0.12696 | 0.12696 | 0.12696
23 | DR | D3SOPC331 | TS38 | TS38 | 0.00501 | 0.00501 | 0.00501 | 0.00501 | 0.00501 | 0.00501 | 0.00501 | 0.00501 | 0.00501 | 0.00501 | 0.00501 | 0.00501 | 0.00501 | 0.00501 | 0.00501 | 0.00501 | 0.00501 | 0.00501 | 0.00501 | 0.00501 | 0.00501 | 0.00501 | 0.00501 | 0.00501 | 0.00501 | 0.00501 | 0.00501 | 0.00501 | 0.00501 | 0.00501 | 0.00501
23 | DR | D3SOPC331 | TS39 | TS39 | 0 | 0 | 0 | 0 | 0 | 0 | 0 | 0 | 0 | 0 | 0 | 0 | 0 | 0 | 0 | 0 | 0 | 0 | 0 | 0 | 0 | 0 | 0 | 0 | 0 | 0 | 0 | 0 | 0 | 0 | 0
23 | DR | D3SOPC331 | TS40 | TS40 | 0 | 0 | 0 | 0 | 0 | 0 | 0 | 0 | 0 | 0 | 0 | 0 | 0 | 0 | 0 | 0 | 0 | 0 | 0 | 0 | 0 | 0 | 0 | 0 | 0 | 0 | 0 | 0 | 0 | 0 | 0
24 | DR | D3SOPC1616 |  | [DRC,D3SOPC1616,*,*] : | 2020 | 2021 | 2022 | 2023 | 2024 | 2025 | 2026 | 2027 | 2028 | 2029 | 2030 | 2031 | 2032 | 2033 | 2034 | 2035 | 2036 | 2037 | 2038 | 2039 | 2040 | 2041 | 2042 | 2043 | 2044 | 2045 | 2046 | 2047 | 2048 | 2049 | 2050 :=
24 | DR | D3SOPC1616 | TS01 | TS01 | 0 | 0 | 0 | 0 | 0 | 0 | 0 | 0 | 0 | 0 | 0 | 0 | 0 | 0 | 0 | 0 | 0 | 0 | 0 | 0 | 0 | 0 | 0 | 0 | 0 | 0 | 0 | 0 | 0 | 0 | 0
24 | DR | D3SOPC1616 | TS02 | TS02 | 0.12418 | 0.12418 | 0.12418 | 0.12418 | 0.12418 | 0.12418 | 0.12418 | 0.12418 | 0.12418 | 0.12418 | 0.12418 | 0.12418 | 0.12418 | 0.12418 | 0.12418 | 0.12418 | 0.12418 | 0.12418 | 0.12418 | 0.12418 | 0.12418 | 0.12418 | 0.12418 | 0.12418 | 0.12418 | 0.12418 | 0.12418 | 0.12418 | 0.12418 | 0.12418 | 0.12418
24 | DR | D3SOPC1616 | TS03 | TS03 | 0.4708 | 0.4708 | 0.4708 | 0.4708 | 0.4708 | 0.4708 | 0.4708 | 0.4708 | 0.4708 | 0.4708 | 0.4708 | 0.4708 | 0.4708 | 0.4708 | 0.4708 | 0.4708 | 0.4708 | 0.4708 | 0.4708 | 0.4708 | 0.4708 | 0.4708 | 0.4708 | 0.4708 | 0.4708 | 0.4708 | 0.4708 | 0.4708 | 0.4708 | 0.4708 | 0.4708
24 | DR | D3SOPC1616 | TS04 | TS04 | 0.6571 | 0.6571 | 0.6571 | 0.6571 | 0.6571 | 0.6571 | 0.6571 | 0.6571 | 0.6571 | 0.6571 | 0.6571 | 0.6571 | 0.6571 | 0.6571 | 0.6571 | 0.6571 | 0.6571 | 0.6571 | 0.6571 | 0.6571 | 0.6571 | 0.6571 | 0.6571 | 0.6571 | 0.6571 | 0.6571 | 0.6571 | 0.6571 | 0.6571 | 0.6571 | 0.6571
24 | DR | D3SOPC1616 | TS05 | TS05 | 0.59363 | 0.59363 | 0.59363 | 0.59363 | 0.59363 | 0.59363 | 0.59363 | 0.59363 | 0.59363 | 0.59363 | 0.59363 | 0.59363 | 0.59363 | 0.59363 | 0.59363 | 0.59363 | 0.59363 | 0.59363 | 0.59363 | 0.59363 | 0.59363 | 0.59363 | 0.59363 | 0.59363 | 0.59363 | 0.59363 | 0.59363 | 0.59363 | 0.59363 | 0.59363 | 0.59363
24 | DR | D3SOPC1616 | TS06 | TS06 | 0.36909 | 0.36909 | 0.36909 | 0.36909 | 0.36909 | 0.36909 | 0.36909 | 0.36909 | 0.36909 | 0.36909 | 0.36909 | 0.36909 | 0.36909 | 0.36909 | 0.36909 | 0.36909 | 0.36909 | 0.36909 | 0.36909 | 0.36909 | 0.36909 | 0.36909 | 0.36909 | 0.36909 | 0.36909 | 0.36909 | 0.36909 | 0.36909 | 0.36909 | 0.36909 | 0.36909
24 | DR | D3SOPC1616 | TS07 | TS07 | 0.12494 | 0.12494 | 0.12494 | 0.12494 | 0.12494 | 0.12494 | 0.12494 | 0.12494 | 0.12494 | 0.12494 | 0.12494 | 0.12494 | 0.12494 | 0.12494 | 0.12494 | 0.12494 | 0.12494 | 0.12494 | 0.12494 | 0.12494 | 0.12494 | 0.12494 | 0.12494 | 0.12494 | 0.12494 | 0.12494 | 0.12494 | 0.12494 | 0.12494 | 0.12494 | 0.12494
24 | DR | D3SOPC1616 | TS08 | TS08 | 0.00542 | 0.00542 | 0.00542 | 0.00542 | 0.00542 | 0.00542 | 0.00542 | 0.00542 | 0.00542 | 0.00542 | 0.00542 | 0.00542 | 0.00542 | 0.00542 | 0.00542 | 0.00542 | 0.00542 | 0.00542 | 0.00542 | 0.00542 | 0.00542 | 0.00542 | 0.00542 | 0.00542 | 0.00542 | 0.00542 | 0.00542 | 0.00542 | 0.00542 | 0.00542 | 0.00542
24 | DR | D3SOPC1616 | TS09 | TS09 | 0 | 0 | 0 | 0 | 0 | 0 | 0 | 0 | 0 | 0 | 0 | 0 | 0 | 0 | 0 | 0 | 0 | 0 | 0 | 0 | 0 | 0 | 0 | 0 | 0 | 0 | 0 | 0 | 0 | 0 | 0
24 | DR | D3SOPC1616 | TS10 | TS10 | 0 | 0 | 0 | 0 | 0 | 0 | 0 | 0 | 0 | 0 | 0 | 0 | 0 | 0 | 0 | 0 | 0 | 0 | 0 | 0 | 0 | 0 | 0 | 0 | 0 | 0 | 0 | 0 | 0 | 0 | 0
24 | DR | D3SOPC1616 | TS11 | TS11 | 0 | 0 | 0 | 0 | 0 | 0 | 0 | 0 | 0 | 0 | 0 | 0 | 0 | 0 | 0 | 0 | 0 | 0 | 0 | 0 | 0 | 0 | 0 | 0 | 0 | 0 | 0 | 0 | 0 | 0 | 0
24 | DR | D3SOPC1616 | TS12 | TS12 | 0.13405 | 0.13405 | 0.13405 | 0.13405 | 0.13405 | 0.13405 | 0.13405 | 0.13405 | 0.13405 | 0.13405 | 0.13405 | 0.13405 | 0.13405 | 0.13405 | 0.13405 | 0.13405 | 0.13405 | 0.13405 | 0.13405 | 0.13405 | 0.13405 | 0.13405 | 0.13405 | 0.13405 | 0.13405 | 0.13405 | 0.13405 | 0.13405 | 0.13405 | 0.13405 | 0.13405
24 | DR | D3SOPC1616 | TS13 | TS13 | 0.46264 | 0.46264 | 0.46264 | 0.46264 | 0.46264 | 0.46264 | 0.46264 | 0.46264 | 0.46264 | 0.46264 | 0.46264 | 0.46264 | 0.46264 | 0.46264 | 0.46264 | 0.46264 | 0.46264 | 0.46264 | 0.46264 | 0.46264 | 0.46264 | 0.46264 | 0.46264 | 0.46264 | 0.46264 | 0.46264 | 0.46264 | 0.46264 | 0.46264 | 0.46264 | 0.46264
24 | DR | D3SOPC1616 | TS14 | TS14 | 0.63338 | 0.63338 | 0.63338 | 0.63338 | 0.63338 | 0.63338 | 0.63338 | 0.63338 | 0.63338 | 0.63338 | 0.63338 | 0.63338 | 0.63338 | 0.63338 | 0.63338 | 0.63338 | 0.63338 | 0.63338 | 0.63338 | 0.63338 | 0.63338 | 0.63338 | 0.63338 | 0.63338 | 0.63338 | 0.63338 | 0.63338 | 0.63338 | 0.63338 | 0.63338 | 0.63338
24 | DR | D3SOPC1616 | TS15 | TS15 | 0.58714 | 0.58714 | 0.58714 | 0.58714 | 0.58714 | 0.58714 | 0.58714 | 0.58714 | 0.58714 | 0.58714 | 0.58714 | 0.58714 | 0.58714 | 0.58714 | 0.58714 | 0.58714 | 0.58714 | 0.58714 | 0.58714 | 0.58714 | 0.58714 | 0.58714 | 0.58714 | 0.58714 | 0.58714 | 0.58714 | 0.58714 | 0.58714 | 0.58714 | 0.58714 | 0.58714
24 | DR | D3SOPC1616 | TS16 | TS16 | 0.36791 | 0.36791 | 0.36791 | 0.36791 | 0.36791 | 0.36791 | 0.36791 | 0.36791 | 0.36791 | 0.36791 | 0.36791 | 0.36791 | 0.36791 | 0.36791 | 0.36791 | 0.36791 | 0.36791 | 0.36791 | 0.36791 | 0.36791 | 0.36791 | 0.36791 | 0.36791 | 0.36791 | 0.36791 | 0.36791 | 0.36791 | 0.36791 | 0.36791 | 0.36791 | 0.36791
24 | DR | D3SOPC1616 | TS17 | TS17 | 0.10743 | 0.10743 | 0.10743 | 0.10743 | 0.10743 | 0.10743 | 0.10743 | 0.10743 | 0.10743 | 0.10743 | 0.10743 | 0.10743 | 0.10743 | 0.10743 | 0.10743 | 0.10743 | 0.10743 | 0.10743 | 0.10743 | 0.10743 | 0.10743 | 0.10743 | 0.10743 | 0.10743 | 0.10743 | 0.10743 | 0.10743 | 0.10743 | 0.10743 | 0.10743 | 0.10743
24 | DR | D3SOPC1616 | TS18 | TS18 | 0.00143 | 0.00143 | 0.00143 | 0.00143 | 0.00143 | 0.00143 | 0.00143 | 0.00143 | 0.00143 | 0.00143 | 0.00143 | 0.00143 | 0.00143 | 0.00143 | 0.00143 | 0.00143 | 0.00143 | 0.00143 | 0.00143 | 0.00143 | 0.00143 | 0.00143 | 0.00143 | 0.00143 | 0.00143 | 0.00143 | 0.00143 | 0.00143 | 0.00143 | 0.00143 | 0.00143
24 | DR | D3SOPC1616 | TS19 | TS19 | 0 | 0 | 0 | 0 | 0 | 0 | 0 | 0 | 0 | 0 | 0 | 0 | 0 | 0 | 0 | 0 | 0 | 0 | 0 | 0 | 0 | 0 | 0 | 0 | 0 | 0 | 0 | 0 | 0 | 0 | 0
24 | DR | D3SOPC1616 | TS20 | TS20 | 0 | 0 | 0 | 0 | 0 | 0 | 0 | 0 | 0 | 0 | 0 | 0 | 0 | 0 | 0 | 0 | 0 | 0 | 0 | 0 | 0 | 0 | 0 | 0 | 0 | 0 | 0 | 0 | 0 | 0 | 0
24 | DR | D3SOPC1616 | TS21 | TS21 | 0.00025 | 0.00025 | 0.00025 | 0.00025 | 0.00025 | 0.00025 | 0.00025 | 0.00025 | 0.00025 | 0.00025 | 0.00025 | 0.00025 | 0.00025 | 0.00025 | 0.00025 | 0.00025 | 0.00025 | 0.00025 | 0.00025 | 0.00025 | 0.00025 | 0.00025 | 0.00025 | 0.00025 | 0.00025 | 0.00025 | 0.00025 | 0.00025 | 0.00025 | 0.00025 | 0.00025
24 | DR | D3SOPC1616 | TS22 | TS22 | 0.14695 | 0.14695 | 0.14695 | 0.14695 | 0.14695 | 0.14695 | 0.14695 | 0.14695 | 0.14695 | 0.14695 | 0.14695 | 0.14695 | 0.14695 | 0.14695 | 0.14695 | 0.14695 | 0.14695 | 0.14695 | 0.14695 | 0.14695 | 0.14695 | 0.14695 | 0.14695 | 0.14695 | 0.14695 | 0.14695 | 0.14695 | 0.14695 | 0.14695 | 0.14695 | 0.14695
24 | DR | D3SOPC1616 | TS23 | TS23 | 0.5201 | 0.5201 | 0.5201 | 0.5201 | 0.5201 | 0.5201 | 0.5201 | 0.5201 | 0.5201 | 0.5201 | 0.5201 | 0.5201 | 0.5201 | 0.5201 | 0.5201 | 0.5201 | 0.5201 | 0.5201 | 0.5201 | 0.5201 | 0.5201 | 0.5201 | 0.5201 | 0.5201 | 0.5201 | 0.5201 | 0.5201 | 0.5201 | 0.5201 | 0.5201 | 0.5201
24 | DR | D3SOPC1616 | TS24 | TS24 | 0.68694 | 0.68694 | 0.68694 | 0.68694 | 0.68694 | 0.68694 | 0.68694 | 0.68694 | 0.68694 | 0.68694 | 0.68694 | 0.68694 | 0.68694 | 0.68694 | 0.68694 | 0.68694 | 0.68694 | 0.68694 | 0.68694 | 0.68694 | 0.68694 | 0.68694 | 0.68694 | 0.68694 | 0.68694 | 0.68694 | 0.68694 | 0.68694 | 0.68694 | 0.68694 | 0.68694
24 | DR | D3SOPC1616 | TS25 | TS25 | 0.62262 | 0.62262 | 0.62262 | 0.62262 | 0.62262 | 0.62262 | 0.62262 | 0.62262 | 0.62262 | 0.62262 | 0.62262 | 0.62262 | 0.62262 | 0.62262 | 0.62262 | 0.62262 | 0.62262 | 0.62262 | 0.62262 | 0.62262 | 0.62262 | 0.62262 | 0.62262 | 0.62262 | 0.62262 | 0.62262 | 0.62262 | 0.62262 | 0.62262 | 0.62262 | 0.62262
24 | DR | D3SOPC1616 | TS26 | TS26 | 0.39995 | 0.39995 | 0.39995 | 0.39995 | 0.39995 | 0.39995 | 0.39995 | 0.39995 | 0.39995 | 0.39995 | 0.39995 | 0.39995 | 0.39995 | 0.39995 | 0.39995 | 0.39995 | 0.39995 | 0.39995 | 0.39995 | 0.39995 | 0.39995 | 0.39995 | 0.39995 | 0.39995 | 0.39995 | 0.39995 | 0.39995 | 0.39995 | 0.39995 | 0.39995 | 0.39995
24 | DR | D3SOPC1616 | TS27 | TS27 | 0.13126 | 0.13126 | 0.13126 | 0.13126 | 0.13126 | 0.13126 | 0.13126 | 0.13126 | 0.13126 | 0.13126 | 0.13126 | 0.13126 | 0.13126 | 0.13126 | 0.13126 | 0.13126 | 0.13126 | 0.13126 | 0.13126 | 0.13126 | 0.13126 | 0.13126 | 0.13126 | 0.13126 | 0.13126 | 0.13126 | 0.13126 | 0.13126 | 0.13126 | 0.13126 | 0.13126
24 | DR | D3SOPC1616 | TS28 | TS28 | 0.00323 | 0.00323 | 0.00323 | 0.00323 | 0.00323 | 0.00323 | 0.00323 | 0.00323 | 0.00323 | 0.00323 | 0.00323 | 0.00323 | 0.00323 | 0.00323 | 0.00323 | 0.00323 | 0.00323 | 0.00323 | 0.00323 | 0.00323 | 0.00323 | 0.00323 | 0.00323 | 0.00323 | 0.00323 | 0.00323 | 0.00323 | 0.00323 | 0.00323 | 0.00323 | 0.00323
24 | DR | D3SOPC1616 | TS29 | TS29 | 0 | 0 | 0 | 0 | 0 | 0 | 0 | 0 | 0 | 0 | 0 | 0 | 0 | 0 | 0 | 0 | 0 | 0 | 0 | 0 | 0 | 0 | 0 | 0 | 0 | 0 | 0 | 0 | 0 | 0 | 0
24 | DR | D3SOPC1616 | TS30 | TS30 | 0 | 0 | 0 | 0 | 0 | 0 | 0 | 0 | 0 | 0 | 0 | 0 | 0 | 0 | 0 | 0 | 0 | 0 | 0 | 0 | 0 | 0 | 0 | 0 | 0 | 0 | 0 | 0 | 0 | 0 | 0
24 | DR | D3SOPC1616 | TS31 | TS31 | 0.0016 | 0.0016 | 0.0016 | 0.0016 | 0.0016 | 0.0016 | 0.0016 | 0.0016 | 0.0016 | 0.0016 | 0.0016 | 0.0016 | 0.0016 | 0.0016 | 0.0016 | 0.0016 | 0.0016 | 0.0016 | 0.0016 | 0.0016 | 0.0016 | 0.0016 | 0.0016 | 0.0016 | 0.0016 | 0.0016 | 0.0016 | 0.0016 | 0.0016 | 0.0016 | 0.0016
24 | DR | D3SOPC1616 | TS32 | TS32 | 0.18217 | 0.18217 | 0.18217 | 0.18217 | 0.18217 | 0.18217 | 0.18217 | 0.18217 | 0.18217 | 0.18217 | 0.18217 | 0.18217 | 0.18217 | 0.18217 | 0.18217 | 0.18217 | 0.18217 | 0.18217 | 0.18217 | 0.18217 | 0.18217 | 0.18217 | 0.18217 | 0.18217 | 0.18217 | 0.18217 | 0.18217 | 0.18217 | 0.18217 | 0.18217 | 0.18217
24 | DR | D3SOPC1616 | TS33 | TS33 | 0.50731 | 0.50731 | 0.50731 | 0.50731 | 0.50731 | 0.50731 | 0.50731 | 0.50731 | 0.50731 | 0.50731 | 0.50731 | 0.50731 | 0.50731 | 0.50731 | 0.50731 | 0.50731 | 0.50731 | 0.50731 | 0.50731 | 0.50731 | 0.50731 | 0.50731 | 0.50731 | 0.50731 | 0.50731 | 0.50731 | 0.50731 | 0.50731 | 0.50731 | 0.50731 | 0.50731
24 | DR | D3SOPC1616 | TS34 | TS34 | 0.62699 | 0.62699 | 0.62699 | 0.62699 | 0.62699 | 0.62699 | 0.62699 | 0.62699 | 0.62699 | 0.62699 | 0.62699 | 0.62699 | 0.62699 | 0.62699 | 0.62699 | 0.62699 | 0.62699 | 0.62699 | 0.62699 | 0.62699 | 0.62699 | 0.62699 | 0.62699 | 0.62699 | 0.62699 | 0.62699 | 0.62699 | 0.62699 | 0.62699 | 0.62699 | 0.62699
24 | DR | D3SOPC1616 | TS35 | TS35 | 0.56697 | 0.56697 | 0.56697 | 0.56697 | 0.56697 | 0.56697 | 0.56697 | 0.56697 | 0.56697 | 0.56697 | 0.56697 | 0.56697 | 0.56697 | 0.56697 | 0.56697 | 0.56697 | 0.56697 | 0.56697 | 0.56697 | 0.56697 | 0.56697 | 0.56697 | 0.56697 | 0.56697 | 0.56697 | 0.56697 | 0.56697 | 0.56697 | 0.56697 | 0.56697 | 0.56697
24 | DR | D3SOPC1616 | TS36 | TS36 | 0.35059 | 0.35059 | 0.35059 | 0.35059 | 0.35059 | 0.35059 | 0.35059 | 0.35059 | 0.35059 | 0.35059 | 0.35059 | 0.35059 | 0.35059 | 0.35059 | 0.35059 | 0.35059 | 0.35059 | 0.35059 | 0.35059 | 0.35059 | 0.35059 | 0.35059 | 0.35059 | 0.35059 | 0.35059 | 0.35059 | 0.35059 | 0.35059 | 0.35059 | 0.35059 | 0.35059
24 | DR | D3SOPC1616 | TS37 | TS37 | 0.09503 | 0.09503 | 0.09503 | 0.09503 | 0.09503 | 0.09503 | 0.09503 | 0.09503 | 0.09503 | 0.09503 | 0.09503 | 0.09503 | 0.09503 | 0.09503 | 0.09503 | 0.09503 | 0.09503 | 0.09503 | 0.09503 | 0.09503 | 0.09503 | 0.09503 | 0.09503 | 0.09503 | 0.09503 | 0.09503 | 0.09503 | 0.09503 | 0.09503 | 0.09503 | 0.09503
24 | DR | D3SOPC1616 | TS38 | TS38 | 0.00108 | 0.00108 | 0.00108 | 0.00108 | 0.00108 | 0.00108 | 0.00108 | 0.00108 | 0.00108 | 0.00108 | 0.00108 | 0.00108 | 0.00108 | 0.00108 | 0.00108 | 0.00108 | 0.00108 | 0.00108 | 0.00108 | 0.00108 | 0.00108 | 0.00108 | 0.00108 | 0.00108 | 0.00108 | 0.00108 | 0.00108 | 0.00108 | 0.00108 | 0.00108 | 0.00108
24 | DR | D3SOPC1616 | TS39 | TS39 | 0 | 0 | 0 | 0 | 0 | 0 | 0 | 0 | 0 | 0 | 0 | 0 | 0 | 0 | 0 | 0 | 0 | 0 | 0 | 0 | 0 | 0 | 0 | 0 | 0 | 0 | 0 | 0 | 0 | 0 | 0
24 | DR | D3SOPC1616 | TS40 | TS40 | 0 | 0 | 0 | 0 | 0 | 0 | 0 | 0 | 0 | 0 | 0 | 0 | 0 | 0 | 0 | 0 | 0 | 0 | 0 | 0 | 0 | 0 | 0 | 0 | 0 | 0 | 0 | 0 | 0 | 0 | 0
25 | DR | D3SOTN00 |  | [DRC,D3SOTN00,*,*] : | 2020 | 2021 | 2022 | 2023 | 2024 | 2025 | 2026 | 2027 | 2028 | 2029 | 2030 | 2031 | 2032 | 2033 | 2034 | 2035 | 2036 | 2037 | 2038 | 2039 | 2040 | 2041 | 2042 | 2043 | 2044 | 2045 | 2046 | 2047 | 2048 | 2049 | 2050 :=
25 | DR | D3SOTN00 | TS01 | TS01 | 0 | 0 | 0 | 0 | 0 | 0 | 0 | 0 | 0 | 0 | 0 | 0 | 0 | 0 | 0 | 0 | 0 | 0 | 0 | 0 | 0 | 0 | 0 | 0 | 0 | 0 | 0 | 0 | 0 | 0 | 0
25 | DR | D3SOTN00 | TS02 | TS02 | 0.15657 | 0.15657 | 0.15657 | 0.15657 | 0.15657 | 0.15657 | 0.15657 | 0.15657 | 0.15657 | 0.15657 | 0.15657 | 0.15657 | 0.15657 | 0.15657 | 0.15657 | 0.15657 | 0.15657 | 0.15657 | 0.15657 | 0.15657 | 0.15657 | 0.15657 | 0.15657 | 0.15657 | 0.15657 | 0.15657 | 0.15657 | 0.15657 | 0.15657 | 0.15657 | 0.15657
25 | DR | D3SOTN00 | TS03 | TS03 | 0.4931 | 0.4931 | 0.4931 | 0.4931 | 0.4931 | 0.4931 | 0.4931 | 0.4931 | 0.4931 | 0.4931 | 0.4931 | 0.4931 | 0.4931 | 0.4931 | 0.4931 | 0.4931 | 0.4931 | 0.4931 | 0.4931 | 0.4931 | 0.4931 | 0.4931 | 0.4931 | 0.4931 | 0.4931 | 0.4931 | 0.4931 | 0.4931 | 0.4931 | 0.4931 | 0.4931
25 | DR | D3SOTN00 | TS04 | TS04 | 0.65426 | 0.65426 | 0.65426 | 0.65426 | 0.65426 | 0.65426 | 0.65426 | 0.65426 | 0.65426 | 0.65426 | 0.65426 | 0.65426 | 0.65426 | 0.65426 | 0.65426 | 0.65426 | 0.65426 | 0.65426 | 0.65426 | 0.65426 | 0.65426 | 0.65426 | 0.65426 | 0.65426 | 0.65426 | 0.65426 | 0.65426 | 0.65426 | 0.65426 | 0.65426 | 0.65426
25 | DR | D3SOTN00 | TS05 | TS05 | 0.56872 | 0.56872 | 0.56872 | 0.56872 | 0.56872 | 0.56872 | 0.56872 | 0.56872 | 0.56872 | 0.56872 | 0.56872 | 0.56872 | 0.56872 | 0.56872 | 0.56872 | 0.56872 | 0.56872 | 0.56872 | 0.56872 | 0.56872 | 0.56872 | 0.56872 | 0.56872 | 0.56872 | 0.56872 | 0.56872 | 0.56872 | 0.56872 | 0.56872 | 0.56872 | 0.56872
25 | DR | D3SOTN00 | TS06 | TS06 | 0.3704 | 0.3704 | 0.3704 | 0.3704 | 0.3704 | 0.3704 | 0.3704 | 0.3704 | 0.3704 | 0.3704 | 0.3704 | 0.3704 | 0.3704 | 0.3704 | 0.3704 | 0.3704 | 0.3704 | 0.3704 | 0.3704 | 0.3704 | 0.3704 | 0.3704 | 0.3704 | 0.3704 | 0.3704 | 0.3704 | 0.3704 | 0.3704 | 0.3704 | 0.3704 | 0.3704
25 | DR | D3SOTN00 | TS07 | TS07 | 0.15435 | 0.15435 | 0.15435 | 0.15435 | 0.15435 | 0.15435 | 0.15435 | 0.15435 | 0.15435 | 0.15435 | 0.15435 | 0.15435 | 0.15435 | 0.15435 | 0.15435 | 0.15435 | 0.15435 | 0.15435 | 0.15435 | 0.15435 | 0.15435 | 0.15435 | 0.15435 | 0.15435 | 0.15435 | 0.15435 | 0.15435 | 0.15435 | 0.15435 | 0.15435 | 0.15435
25 | DR | D3SOTN00 | TS08 | TS08 | 0.01774 | 0.01774 | 0.01774 | 0.01774 | 0.01774 | 0.01774 | 0.01774 | 0.01774 | 0.01774 | 0.01774 | 0.01774 | 0.01774 | 0.01774 | 0.01774 | 0.01774 | 0.01774 | 0.01774 | 0.01774 | 0.01774 | 0.01774 | 0.01774 | 0.01774 | 0.01774 | 0.01774 | 0.01774 | 0.01774 | 0.01774 | 0.01774 | 0.01774 | 0.01774 | 0.01774
25 | DR | D3SOTN00 | TS09 | TS09 | 0 | 0 | 0 | 0 | 0 | 0 | 0 | 0 | 0 | 0 | 0 | 0 | 0 | 0 | 0 | 0 | 0 | 0 | 0 | 0 | 0 | 0 | 0 | 0 | 0 | 0 | 0 | 0 | 0 | 0 | 0
25 | DR | D3SOTN00 | TS10 | TS10 | 0 | 0 | 0 | 0 | 0 | 0 | 0 | 0 | 0 | 0 | 0 | 0 | 0 | 0 | 0 | 0 | 0 | 0 | 0 | 0 | 0 | 0 | 0 | 0 | 0 | 0 | 0 | 0 | 0 | 0 | 0
25 | DR | D3SOTN00 | TS11 | TS11 | 0 | 0 | 0 | 0 | 0 | 0 | 0 | 0 | 0 | 0 | 0 | 0 | 0 | 0 | 0 | 0 | 0 | 0 | 0 | 0 | 0 | 0 | 0 | 0 | 0 | 0 | 0 | 0 | 0 | 0 | 0
25 | DR | D3SOTN00 | TS12 | TS12 | 0.16154 | 0.16154 | 0.16154 | 0.16154 | 0.16154 | 0.16154 | 0.16154 | 0.16154 | 0.16154 | 0.16154 | 0.16154 | 0.16154 | 0.16154 | 0.16154 | 0.16154 | 0.16154 | 0.16154 | 0.16154 | 0.16154 | 0.16154 | 0.16154 | 0.16154 | 0.16154 | 0.16154 | 0.16154 | 0.16154 | 0.16154 | 0.16154 | 0.16154 | 0.16154 | 0.16154
25 | DR | D3SOTN00 | TS13 | TS13 | 0.47606 | 0.47606 | 0.47606 | 0.47606 | 0.47606 | 0.47606 | 0.47606 | 0.47606 | 0.47606 | 0.47606 | 0.47606 | 0.47606 | 0.47606 | 0.47606 | 0.47606 | 0.47606 | 0.47606 | 0.47606 | 0.47606 | 0.47606 | 0.47606 | 0.47606 | 0.47606 | 0.47606 | 0.47606 | 0.47606 | 0.47606 | 0.47606 | 0.47606 | 0.47606 | 0.47606
25 | DR | D3SOTN00 | TS14 | TS14 | 0.62187 | 0.62187 | 0.62187 | 0.62187 | 0.62187 | 0.62187 | 0.62187 | 0.62187 | 0.62187 | 0.62187 | 0.62187 | 0.62187 | 0.62187 | 0.62187 | 0.62187 | 0.62187 | 0.62187 | 0.62187 | 0.62187 | 0.62187 | 0.62187 | 0.62187 | 0.62187 | 0.62187 | 0.62187 | 0.62187 | 0.62187 | 0.62187 | 0.62187 | 0.62187 | 0.62187
25 | DR | D3SOTN00 | TS15 | TS15 | 0.55503 | 0.55503 | 0.55503 | 0.55503 | 0.55503 | 0.55503 | 0.55503 | 0.55503 | 0.55503 | 0.55503 | 0.55503 | 0.55503 | 0.55503 | 0.55503 | 0.55503 | 0.55503 | 0.55503 | 0.55503 | 0.55503 | 0.55503 | 0.55503 | 0.55503 | 0.55503 | 0.55503 | 0.55503 | 0.55503 | 0.55503 | 0.55503 | 0.55503 | 0.55503 | 0.55503
25 | DR | D3SOTN00 | TS16 | TS16 | 0.37202 | 0.37202 | 0.37202 | 0.37202 | 0.37202 | 0.37202 | 0.37202 | 0.37202 | 0.37202 | 0.37202 | 0.37202 | 0.37202 | 0.37202 | 0.37202 | 0.37202 | 0.37202 | 0.37202 | 0.37202 | 0.37202 | 0.37202 | 0.37202 | 0.37202 | 0.37202 | 0.37202 | 0.37202 | 0.37202 | 0.37202 | 0.37202 | 0.37202 | 0.37202 | 0.37202
25 | DR | D3SOTN00 | TS17 | TS17 | 0.13695 | 0.13695 | 0.13695 | 0.13695 | 0.13695 | 0.13695 | 0.13695 | 0.13695 | 0.13695 | 0.13695 | 0.13695 | 0.13695 | 0.13695 | 0.13695 | 0.13695 | 0.13695 | 0.13695 | 0.13695 | 0.13695 | 0.13695 | 0.13695 | 0.13695 | 0.13695 | 0.13695 | 0.13695 | 0.13695 | 0.13695 | 0.13695 | 0.13695 | 0.13695 | 0.13695
25 | DR | D3SOTN00 | TS18 | TS18 | 0.00314 | 0.00314 | 0.00314 | 0.00314 | 0.00314 | 0.00314 | 0.00314 | 0.00314 | 0.00314 | 0.00314 | 0.00314 | 0.00314 | 0.00314 | 0.00314 | 0.00314 | 0.00314 | 0.00314 | 0.00314 | 0.00314 | 0.00314 | 0.00314 | 0.00314 | 0.00314 | 0.00314 | 0.00314 | 0.00314 | 0.00314 | 0.00314 | 0.00314 | 0.00314 | 0.00314
25 | DR | D3SOTN00 | TS19 | TS19 | 0 | 0 | 0 | 0 | 0 | 0 | 0 | 0 | 0 | 0 | 0 | 0 | 0 | 0 | 0 | 0 | 0 | 0 | 0 | 0 | 0 | 0 | 0 | 0 | 0 | 0 | 0 | 0 | 0 | 0 | 0
25 | DR | D3SOTN00 | TS20 | TS20 | 0 | 0 | 0 | 0 | 0 | 0 | 0 | 0 | 0 | 0 | 0 | 0 | 0 | 0 | 0 | 0 | 0 | 0 | 0 | 0 | 0 | 0 | 0 | 0 | 0 | 0 | 0 | 0 | 0 | 0 | 0
25 | DR | D3SOTN00 | TS21 | TS21 | 0.00112 | 0.00112 | 0.00112 | 0.00112 | 0.00112 | 0.00112 | 0.00112 | 0.00112 | 0.00112 | 0.00112 | 0.00112 | 0.00112 | 0.00112 | 0.00112 | 0.00112 | 0.00112 | 0.00112 | 0.00112 | 0.00112 | 0.00112 | 0.00112 | 0.00112 | 0.00112 | 0.00112 | 0.00112 | 0.00112 | 0.00112 | 0.00112 | 0.00112 | 0.00112 | 0.00112
25 | DR | D3SOTN00 | TS22 | TS22 | 0.17848 | 0.17848 | 0.17848 | 0.17848 | 0.17848 | 0.17848 | 0.17848 | 0.17848 | 0.17848 | 0.17848 | 0.17848 | 0.17848 | 0.17848 | 0.17848 | 0.17848 | 0.17848 | 0.17848 | 0.17848 | 0.17848 | 0.17848 | 0.17848 | 0.17848 | 0.17848 | 0.17848 | 0.17848 | 0.17848 | 0.17848 | 0.17848 | 0.17848 | 0.17848 | 0.17848
25 | DR | D3SOTN00 | TS23 | TS23 | 0.53916 | 0.53916 | 0.53916 | 0.53916 | 0.53916 | 0.53916 | 0.53916 | 0.53916 | 0.53916 | 0.53916 | 0.53916 | 0.53916 | 0.53916 | 0.53916 | 0.53916 | 0.53916 | 0.53916 | 0.53916 | 0.53916 | 0.53916 | 0.53916 | 0.53916 | 0.53916 | 0.53916 | 0.53916 | 0.53916 | 0.53916 | 0.53916 | 0.53916 | 0.53916 | 0.53916
25 | DR | D3SOTN00 | TS24 | TS24 | 0.68739 | 0.68739 | 0.68739 | 0.68739 | 0.68739 | 0.68739 | 0.68739 | 0.68739 | 0.68739 | 0.68739 | 0.68739 | 0.68739 | 0.68739 | 0.68739 | 0.68739 | 0.68739 | 0.68739 | 0.68739 | 0.68739 | 0.68739 | 0.68739 | 0.68739 | 0.68739 | 0.68739 | 0.68739 | 0.68739 | 0.68739 | 0.68739 | 0.68739 | 0.68739 | 0.68739
25 | DR | D3SOTN00 | TS25 | TS25 | 0.60405 | 0.60405 | 0.60405 | 0.60405 | 0.60405 | 0.60405 | 0.60405 | 0.60405 | 0.60405 | 0.60405 | 0.60405 | 0.60405 | 0.60405 | 0.60405 | 0.60405 | 0.60405 | 0.60405 | 0.60405 | 0.60405 | 0.60405 | 0.60405 | 0.60405 | 0.60405 | 0.60405 | 0.60405 | 0.60405 | 0.60405 | 0.60405 | 0.60405 | 0.60405 | 0.60405
25 | DR | D3SOTN00 | TS26 | TS26 | 0.41674 | 0.41674 | 0.41674 | 0.41674 | 0.41674 | 0.41674 | 0.41674 | 0.41674 | 0.41674 | 0.41674 | 0.41674 | 0.41674 | 0.41674 | 0.41674 | 0.41674 | 0.41674 | 0.41674 | 0.41674 | 0.41674 | 0.41674 | 0.41674 | 0.41674 | 0.41674 | 0.41674 | 0.41674 | 0.41674 | 0.41674 | 0.41674 | 0.41674 | 0.41674 | 0.41674
25 | DR | D3SOTN00 | TS27 | TS27 | 0.16079 | 0.16079 | 0.16079 | 0.16079 | 0.16079 | 0.16079 | 0.16079 | 0.16079 | 0.16079 | 0.16079 | 0.16079 | 0.16079 | 0.16079 | 0.16079 | 0.16079 | 0.16079 | 0.16079 | 0.16079 | 0.16079 | 0.16079 | 0.16079 | 0.16079 | 0.16079 | 0.16079 | 0.16079 | 0.16079 | 0.16079 | 0.16079 | 0.16079 | 0.16079 | 0.16079
25 | DR | D3SOTN00 | TS28 | TS28 | 0.01129 | 0.01129 | 0.01129 | 0.01129 | 0.01129 | 0.01129 | 0.01129 | 0.01129 | 0.01129 | 0.01129 | 0.01129 | 0.01129 | 0.01129 | 0.01129 | 0.01129 | 0.01129 | 0.01129 | 0.01129 | 0.01129 | 0.01129 | 0.01129 | 0.01129 | 0.01129 | 0.01129 | 0.01129 | 0.01129 | 0.01129 | 0.01129 | 0.01129 | 0.01129 | 0.01129
25 | DR | D3SOTN00 | TS29 | TS29 | 0 | 0 | 0 | 0 | 0 | 0 | 0 | 0 | 0 | 0 | 0 | 0 | 0 | 0 | 0 | 0 | 0 | 0 | 0 | 0 | 0 | 0 | 0 | 0 | 0 | 0 | 0 | 0 | 0 | 0 | 0
25 | DR | D3SOTN00 | TS30 | TS30 | 0 | 0 | 0 | 0 | 0 | 0 | 0 | 0 | 0 | 0 | 0 | 0 | 0 | 0 | 0 | 0 | 0 | 0 | 0 | 0 | 0 | 0 | 0 | 0 | 0 | 0 | 0 | 0 | 0 | 0 | 0
25 | DR | D3SOTN00 | TS31 | TS31 | 0.00574 | 0.00574 | 0.00574 | 0.00574 | 0.00574 | 0.00574 | 0.00574 | 0.00574 | 0.00574 | 0.00574 | 0.00574 | 0.00574 | 0.00574 | 0.00574 | 0.00574 | 0.00574 | 0.00574 | 0.00574 | 0.00574 | 0.00574 | 0.00574 | 0.00574 | 0.00574 | 0.00574 | 0.00574 | 0.00574 | 0.00574 | 0.00574 | 0.00574 | 0.00574 | 0.00574
25 | DR | D3SOTN00 | TS32 | TS32 | 0.21942 | 0.21942 | 0.21942 | 0.21942 | 0.21942 | 0.21942 | 0.21942 | 0.21942 | 0.21942 | 0.21942 | 0.21942 | 0.21942 | 0.21942 | 0.21942 | 0.21942 | 0.21942 | 0.21942 | 0.21942 | 0.21942 | 0.21942 | 0.21942 | 0.21942 | 0.21942 | 0.21942 | 0.21942 | 0.21942 | 0.21942 | 0.21942 | 0.21942 | 0.21942 | 0.21942
25 | DR | D3SOTN00 | TS33 | TS33 | 0.52218 | 0.52218 | 0.52218 | 0.52218 | 0.52218 | 0.52218 | 0.52218 | 0.52218 | 0.52218 | 0.52218 | 0.52218 | 0.52218 | 0.52218 | 0.52218 | 0.52218 | 0.52218 | 0.52218 | 0.52218 | 0.52218 | 0.52218 | 0.52218 | 0.52218 | 0.52218 | 0.52218 | 0.52218 | 0.52218 | 0.52218 | 0.52218 | 0.52218 | 0.52218 | 0.52218
25 | DR | D3SOTN00 | TS34 | TS34 | 0.60227 | 0.60227 | 0.60227 | 0.60227 | 0.60227 | 0.60227 | 0.60227 | 0.60227 | 0.60227 | 0.60227 | 0.60227 | 0.60227 | 0.60227 | 0.60227 | 0.60227 | 0.60227 | 0.60227 | 0.60227 | 0.60227 | 0.60227 | 0.60227 | 0.60227 | 0.60227 | 0.60227 | 0.60227 | 0.60227 | 0.60227 | 0.60227 | 0.60227 | 0.60227 | 0.60227
25 | DR | D3SOTN00 | TS35 | TS35 | 0.52342 | 0.52342 | 0.52342 | 0.52342 | 0.52342 | 0.52342 | 0.52342 | 0.52342 | 0.52342 | 0.52342 | 0.52342 | 0.52342 | 0.52342 | 0.52342 | 0.52342 | 0.52342 | 0.52342 | 0.52342 | 0.52342 | 0.52342 | 0.52342 | 0.52342 | 0.52342 | 0.52342 | 0.52342 | 0.52342 | 0.52342 | 0.52342 | 0.52342 | 0.52342 | 0.52342
25 | DR | D3SOTN00 | TS36 | TS36 | 0.34878 | 0.34878 | 0.34878 | 0.34878 | 0.34878 | 0.34878 | 0.34878 | 0.34878 | 0.34878 | 0.34878 | 0.34878 | 0.34878 | 0.34878 | 0.34878 | 0.34878 | 0.34878 | 0.34878 | 0.34878 | 0.34878 | 0.34878 | 0.34878 | 0.34878 | 0.34878 | 0.34878 | 0.34878 | 0.34878 | 0.34878 | 0.34878 | 0.34878 | 0.34878 | 0.34878
25 | DR | D3SOTN00 | TS37 | TS37 | 0.12181 | 0.12181 | 0.12181 | 0.12181 | 0.12181 | 0.12181 | 0.12181 | 0.12181 | 0.12181 | 0.12181 | 0.12181 | 0.12181 | 0.12181 | 0.12181 | 0.12181 | 0.12181 | 0.12181 | 0.12181 | 0.12181 | 0.12181 | 0.12181 | 0.12181 | 0.12181 | 0.12181 | 0.12181 | 0.12181 | 0.12181 | 0.12181 | 0.12181 | 0.12181 | 0.12181
25 | DR | D3SOTN00 | TS38 | TS38 | 0.00374 | 0.00374 | 0.00374 | 0.00374 | 0.00374 | 0.00374 | 0.00374 | 0.00374 | 0.00374 | 0.00374 | 0.00374 | 0.00374 | 0.00374 | 0.00374 | 0.00374 | 0.00374 | 0.00374 | 0.00374 | 0.00374 | 0.00374 | 0.00374 | 0.00374 | 0.00374 | 0.00374 | 0.00374 | 0.00374 | 0.00374 | 0.00374 | 0.00374 | 0.00374 | 0.00374
25 | DR | D3SOTN00 | TS39 | TS39 | 0 | 0 | 0 | 0 | 0 | 0 | 0 | 0 | 0 | 0 | 0 | 0 | 0 | 0 | 0 | 0 | 0 | 0 | 0 | 0 | 0 | 0 | 0 | 0 | 0 | 0 | 0 | 0 | 0 | 0 | 0
25 | DR | D3SOTN00 | TS40 | TS40 | 0 | 0 | 0 | 0 | 0 | 0 | 0 | 0 | 0 | 0 | 0 | 0 | 0 | 0 | 0 | 0 | 0 | 0 | 0 | 0 | 0 | 0 | 0 | 0 | 0 | 0 | 0 | 0 | 0 | 0 | 0
26 | DR | D3SOTS00 |  | [DRC,D3SOTS00,*,*] : | 2020 | 2021 | 2022 | 2023 | 2024 | 2025 | 2026 | 2027 | 2028 | 2029 | 2030 | 2031 | 2032 | 2033 | 2034 | 2035 | 2036 | 2037 | 2038 | 2039 | 2040 | 2041 | 2042 | 2043 | 2044 | 2045 | 2046 | 2047 | 2048 | 2049 | 2050 :=
26 | DR | D3SOTS00 | TS01 | TS01 | 0 | 0 | 0 | 0 | 0 | 0 | 0 | 0 | 0 | 0 | 0 | 0 | 0 | 0 | 0 | 0 | 0 | 0 | 0 | 0 | 0 | 0 | 0 | 0 | 0 | 0 | 0 | 0 | 0 | 0 | 0
26 | DR | D3SOTS00 | TS02 | TS02 | 0.16405 | 0.16405 | 0.16405 | 0.16405 | 0.16405 | 0.16405 | 0.16405 | 0.16405 | 0.16405 | 0.16405 | 0.16405 | 0.16405 | 0.16405 | 0.16405 | 0.16405 | 0.16405 | 0.16405 | 0.16405 | 0.16405 | 0.16405 | 0.16405 | 0.16405 | 0.16405 | 0.16405 | 0.16405 | 0.16405 | 0.16405 | 0.16405 | 0.16405 | 0.16405 | 0.16405
26 | DR | D3SOTS00 | TS03 | TS03 | 0.48909 | 0.48909 | 0.48909 | 0.48909 | 0.48909 | 0.48909 | 0.48909 | 0.48909 | 0.48909 | 0.48909 | 0.48909 | 0.48909 | 0.48909 | 0.48909 | 0.48909 | 0.48909 | 0.48909 | 0.48909 | 0.48909 | 0.48909 | 0.48909 | 0.48909 | 0.48909 | 0.48909 | 0.48909 | 0.48909 | 0.48909 | 0.48909 | 0.48909 | 0.48909 | 0.48909
26 | DR | D3SOTS00 | TS04 | TS04 | 0.63722 | 0.63722 | 0.63722 | 0.63722 | 0.63722 | 0.63722 | 0.63722 | 0.63722 | 0.63722 | 0.63722 | 0.63722 | 0.63722 | 0.63722 | 0.63722 | 0.63722 | 0.63722 | 0.63722 | 0.63722 | 0.63722 | 0.63722 | 0.63722 | 0.63722 | 0.63722 | 0.63722 | 0.63722 | 0.63722 | 0.63722 | 0.63722 | 0.63722 | 0.63722 | 0.63722
26 | DR | D3SOTS00 | TS05 | TS05 | 0.54305 | 0.54305 | 0.54305 | 0.54305 | 0.54305 | 0.54305 | 0.54305 | 0.54305 | 0.54305 | 0.54305 | 0.54305 | 0.54305 | 0.54305 | 0.54305 | 0.54305 | 0.54305 | 0.54305 | 0.54305 | 0.54305 | 0.54305 | 0.54305 | 0.54305 | 0.54305 | 0.54305 | 0.54305 | 0.54305 | 0.54305 | 0.54305 | 0.54305 | 0.54305 | 0.54305
26 | DR | D3SOTS00 | TS06 | TS06 | 0.36576 | 0.36576 | 0.36576 | 0.36576 | 0.36576 | 0.36576 | 0.36576 | 0.36576 | 0.36576 | 0.36576 | 0.36576 | 0.36576 | 0.36576 | 0.36576 | 0.36576 | 0.36576 | 0.36576 | 0.36576 | 0.36576 | 0.36576 | 0.36576 | 0.36576 | 0.36576 | 0.36576 | 0.36576 | 0.36576 | 0.36576 | 0.36576 | 0.36576 | 0.36576 | 0.36576
26 | DR | D3SOTS00 | TS07 | TS07 | 0.16092 | 0.16092 | 0.16092 | 0.16092 | 0.16092 | 0.16092 | 0.16092 | 0.16092 | 0.16092 | 0.16092 | 0.16092 | 0.16092 | 0.16092 | 0.16092 | 0.16092 | 0.16092 | 0.16092 | 0.16092 | 0.16092 | 0.16092 | 0.16092 | 0.16092 | 0.16092 | 0.16092 | 0.16092 | 0.16092 | 0.16092 | 0.16092 | 0.16092 | 0.16092 | 0.16092
26 | DR | D3SOTS00 | TS08 | TS08 | 0.02239 | 0.02239 | 0.02239 | 0.02239 | 0.02239 | 0.02239 | 0.02239 | 0.02239 | 0.02239 | 0.02239 | 0.02239 | 0.02239 | 0.02239 | 0.02239 | 0.02239 | 0.02239 | 0.02239 | 0.02239 | 0.02239 | 0.02239 | 0.02239 | 0.02239 | 0.02239 | 0.02239 | 0.02239 | 0.02239 | 0.02239 | 0.02239 | 0.02239 | 0.02239 | 0.02239
26 | DR | D3SOTS00 | TS09 | TS09 | 0 | 0 | 0 | 0 | 0 | 0 | 0 | 0 | 0 | 0 | 0 | 0 | 0 | 0 | 0 | 0 | 0 | 0 | 0 | 0 | 0 | 0 | 0 | 0 | 0 | 0 | 0 | 0 | 0 | 0 | 0
26 | DR | D3SOTS00 | TS10 | TS10 | 0 | 0 | 0 | 0 | 0 | 0 | 0 | 0 | 0 | 0 | 0 | 0 | 0 | 0 | 0 | 0 | 0 | 0 | 0 | 0 | 0 | 0 | 0 | 0 | 0 | 0 | 0 | 0 | 0 | 0 | 0
26 | DR | D3SOTS00 | TS11 | TS11 | 0 | 0 | 0 | 0 | 0 | 0 | 0 | 0 | 0 | 0 | 0 | 0 | 0 | 0 | 0 | 0 | 0 | 0 | 0 | 0 | 0 | 0 | 0 | 0 | 0 | 0 | 0 | 0 | 0 | 0 | 0
26 | DR | D3SOTS00 | TS12 | TS12 | 0.16982 | 0.16982 | 0.16982 | 0.16982 | 0.16982 | 0.16982 | 0.16982 | 0.16982 | 0.16982 | 0.16982 | 0.16982 | 0.16982 | 0.16982 | 0.16982 | 0.16982 | 0.16982 | 0.16982 | 0.16982 | 0.16982 | 0.16982 | 0.16982 | 0.16982 | 0.16982 | 0.16982 | 0.16982 | 0.16982 | 0.16982 | 0.16982 | 0.16982 | 0.16982 | 0.16982
26 | DR | D3SOTS00 | TS13 | TS13 | 0.47742 | 0.47742 | 0.47742 | 0.47742 | 0.47742 | 0.47742 | 0.47742 | 0.47742 | 0.47742 | 0.47742 | 0.47742 | 0.47742 | 0.47742 | 0.47742 | 0.47742 | 0.47742 | 0.47742 | 0.47742 | 0.47742 | 0.47742 | 0.47742 | 0.47742 | 0.47742 | 0.47742 | 0.47742 | 0.47742 | 0.47742 | 0.47742 | 0.47742 | 0.47742 | 0.47742
26 | DR | D3SOTS00 | TS14 | TS14 | 0.6116 | 0.6116 | 0.6116 | 0.6116 | 0.6116 | 0.6116 | 0.6116 | 0.6116 | 0.6116 | 0.6116 | 0.6116 | 0.6116 | 0.6116 | 0.6116 | 0.6116 | 0.6116 | 0.6116 | 0.6116 | 0.6116 | 0.6116 | 0.6116 | 0.6116 | 0.6116 | 0.6116 | 0.6116 | 0.6116 | 0.6116 | 0.6116 | 0.6116 | 0.6116 | 0.6116
26 | DR | D3SOTS00 | TS15 | TS15 | 0.53941 | 0.53941 | 0.53941 | 0.53941 | 0.53941 | 0.53941 | 0.53941 | 0.53941 | 0.53941 | 0.53941 | 0.53941 | 0.53941 | 0.53941 | 0.53941 | 0.53941 | 0.53941 | 0.53941 | 0.53941 | 0.53941 | 0.53941 | 0.53941 | 0.53941 | 0.53941 | 0.53941 | 0.53941 | 0.53941 | 0.53941 | 0.53941 | 0.53941 | 0.53941 | 0.53941
26 | DR | D3SOTS00 | TS16 | TS16 | 0.37137 | 0.37137 | 0.37137 | 0.37137 | 0.37137 | 0.37137 | 0.37137 | 0.37137 | 0.37137 | 0.37137 | 0.37137 | 0.37137 | 0.37137 | 0.37137 | 0.37137 | 0.37137 | 0.37137 | 0.37137 | 0.37137 | 0.37137 | 0.37137 | 0.37137 | 0.37137 | 0.37137 | 0.37137 | 0.37137 | 0.37137 | 0.37137 | 0.37137 | 0.37137 | 0.37137
26 | DR | D3SOTS00 | TS17 | TS17 | 0.14479 | 0.14479 | 0.14479 | 0.14479 | 0.14479 | 0.14479 | 0.14479 | 0.14479 | 0.14479 | 0.14479 | 0.14479 | 0.14479 | 0.14479 | 0.14479 | 0.14479 | 0.14479 | 0.14479 | 0.14479 | 0.14479 | 0.14479 | 0.14479 | 0.14479 | 0.14479 | 0.14479 | 0.14479 | 0.14479 | 0.14479 | 0.14479 | 0.14479 | 0.14479 | 0.14479
26 | DR | D3SOTS00 | TS18 | TS18 | 0.00304 | 0.00304 | 0.00304 | 0.00304 | 0.00304 | 0.00304 | 0.00304 | 0.00304 | 0.00304 | 0.00304 | 0.00304 | 0.00304 | 0.00304 | 0.00304 | 0.00304 | 0.00304 | 0.00304 | 0.00304 | 0.00304 | 0.00304 | 0.00304 | 0.00304 | 0.00304 | 0.00304 | 0.00304 | 0.00304 | 0.00304 | 0.00304 | 0.00304 | 0.00304 | 0.00304
26 | DR | D3SOTS00 | TS19 | TS19 | 0 | 0 | 0 | 0 | 0 | 0 | 0 | 0 | 0 | 0 | 0 | 0 | 0 | 0 | 0 | 0 | 0 | 0 | 0 | 0 | 0 | 0 | 0 | 0 | 0 | 0 | 0 | 0 | 0 | 0 | 0
26 | DR | D3SOTS00 | TS20 | TS20 | 0 | 0 | 0 | 0 | 0 | 0 | 0 | 0 | 0 | 0 | 0 | 0 | 0 | 0 | 0 | 0 | 0 | 0 | 0 | 0 | 0 | 0 | 0 | 0 | 0 | 0 | 0 | 0 | 0 | 0 | 0
26 | DR | D3SOTS00 | TS21 | TS21 | 0.00143 | 0.00143 | 0.00143 | 0.00143 | 0.00143 | 0.00143 | 0.00143 | 0.00143 | 0.00143 | 0.00143 | 0.00143 | 0.00143 | 0.00143 | 0.00143 | 0.00143 | 0.00143 | 0.00143 | 0.00143 | 0.00143 | 0.00143 | 0.00143 | 0.00143 | 0.00143 | 0.00143 | 0.00143 | 0.00143 | 0.00143 | 0.00143 | 0.00143 | 0.00143 | 0.00143
26 | DR | D3SOTS00 | TS22 | TS22 | 0.18696 | 0.18696 | 0.18696 | 0.18696 | 0.18696 | 0.18696 | 0.18696 | 0.18696 | 0.18696 | 0.18696 | 0.18696 | 0.18696 | 0.18696 | 0.18696 | 0.18696 | 0.18696 | 0.18696 | 0.18696 | 0.18696 | 0.18696 | 0.18696 | 0.18696 | 0.18696 | 0.18696 | 0.18696 | 0.18696 | 0.18696 | 0.18696 | 0.18696 | 0.18696 | 0.18696
26 | DR | D3SOTS00 | TS23 | TS23 | 0.54055 | 0.54055 | 0.54055 | 0.54055 | 0.54055 | 0.54055 | 0.54055 | 0.54055 | 0.54055 | 0.54055 | 0.54055 | 0.54055 | 0.54055 | 0.54055 | 0.54055 | 0.54055 | 0.54055 | 0.54055 | 0.54055 | 0.54055 | 0.54055 | 0.54055 | 0.54055 | 0.54055 | 0.54055 | 0.54055 | 0.54055 | 0.54055 | 0.54055 | 0.54055 | 0.54055
26 | DR | D3SOTS00 | TS24 | TS24 | 0.67968 | 0.67968 | 0.67968 | 0.67968 | 0.67968 | 0.67968 | 0.67968 | 0.67968 | 0.67968 | 0.67968 | 0.67968 | 0.67968 | 0.67968 | 0.67968 | 0.67968 | 0.67968 | 0.67968 | 0.67968 | 0.67968 | 0.67968 | 0.67968 | 0.67968 | 0.67968 | 0.67968 | 0.67968 | 0.67968 | 0.67968 | 0.67968 | 0.67968 | 0.67968 | 0.67968
26 | DR | D3SOTS00 | TS25 | TS25 | 0.59329 | 0.59329 | 0.59329 | 0.59329 | 0.59329 | 0.59329 | 0.59329 | 0.59329 | 0.59329 | 0.59329 | 0.59329 | 0.59329 | 0.59329 | 0.59329 | 0.59329 | 0.59329 | 0.59329 | 0.59329 | 0.59329 | 0.59329 | 0.59329 | 0.59329 | 0.59329 | 0.59329 | 0.59329 | 0.59329 | 0.59329 | 0.59329 | 0.59329 | 0.59329 | 0.59329
26 | DR | D3SOTS00 | TS26 | TS26 | 0.42285 | 0.42285 | 0.42285 | 0.42285 | 0.42285 | 0.42285 | 0.42285 | 0.42285 | 0.42285 | 0.42285 | 0.42285 | 0.42285 | 0.42285 | 0.42285 | 0.42285 | 0.42285 | 0.42285 | 0.42285 | 0.42285 | 0.42285 | 0.42285 | 0.42285 | 0.42285 | 0.42285 | 0.42285 | 0.42285 | 0.42285 | 0.42285 | 0.42285 | 0.42285 | 0.42285
26 | DR | D3SOTS00 | TS27 | TS27 | 0.17046 | 0.17046 | 0.17046 | 0.17046 | 0.17046 | 0.17046 | 0.17046 | 0.17046 | 0.17046 | 0.17046 | 0.17046 | 0.17046 | 0.17046 | 0.17046 | 0.17046 | 0.17046 | 0.17046 | 0.17046 | 0.17046 | 0.17046 | 0.17046 | 0.17046 | 0.17046 | 0.17046 | 0.17046 | 0.17046 | 0.17046 | 0.17046 | 0.17046 | 0.17046 | 0.17046
26 | DR | D3SOTS00 | TS28 | TS28 | 0.01432 | 0.01432 | 0.01432 | 0.01432 | 0.01432 | 0.01432 | 0.01432 | 0.01432 | 0.01432 | 0.01432 | 0.01432 | 0.01432 | 0.01432 | 0.01432 | 0.01432 | 0.01432 | 0.01432 | 0.01432 | 0.01432 | 0.01432 | 0.01432 | 0.01432 | 0.01432 | 0.01432 | 0.01432 | 0.01432 | 0.01432 | 0.01432 | 0.01432 | 0.01432 | 0.01432
26 | DR | D3SOTS00 | TS29 | TS29 | 0 | 0 | 0 | 0 | 0 | 0 | 0 | 0 | 0 | 0 | 0 | 0 | 0 | 0 | 0 | 0 | 0 | 0 | 0 | 0 | 0 | 0 | 0 | 0 | 0 | 0 | 0 | 0 | 0 | 0 | 0
26 | DR | D3SOTS00 | TS30 | TS30 | 0 | 0 | 0 | 0 | 0 | 0 | 0 | 0 | 0 | 0 | 0 | 0 | 0 | 0 | 0 | 0 | 0 | 0 | 0 | 0 | 0 | 0 | 0 | 0 | 0 | 0 | 0 | 0 | 0 | 0 | 0
26 | DR | D3SOTS00 | TS31 | TS31 | 0.00731 | 0.00731 | 0.00731 | 0.00731 | 0.00731 | 0.00731 | 0.00731 | 0.00731 | 0.00731 | 0.00731 | 0.00731 | 0.00731 | 0.00731 | 0.00731 | 0.00731 | 0.00731 | 0.00731 | 0.00731 | 0.00731 | 0.00731 | 0.00731 | 0.00731 | 0.00731 | 0.00731 | 0.00731 | 0.00731 | 0.00731 | 0.00731 | 0.00731 | 0.00731 | 0.00731
26 | DR | D3SOTS00 | TS32 | TS32 | 0.22777 | 0.22777 | 0.22777 | 0.22777 | 0.22777 | 0.22777 | 0.22777 | 0.22777 | 0.22777 | 0.22777 | 0.22777 | 0.22777 | 0.22777 | 0.22777 | 0.22777 | 0.22777 | 0.22777 | 0.22777 | 0.22777 | 0.22777 | 0.22777 | 0.22777 | 0.22777 | 0.22777 | 0.22777 | 0.22777 | 0.22777 | 0.22777 | 0.22777 | 0.22777 | 0.22777
26 | DR | D3SOTS00 | TS33 | TS33 | 0.52189 | 0.52189 | 0.52189 | 0.52189 | 0.52189 | 0.52189 | 0.52189 | 0.52189 | 0.52189 | 0.52189 | 0.52189 | 0.52189 | 0.52189 | 0.52189 | 0.52189 | 0.52189 | 0.52189 | 0.52189 | 0.52189 | 0.52189 | 0.52189 | 0.52189 | 0.52189 | 0.52189 | 0.52189 | 0.52189 | 0.52189 | 0.52189 | 0.52189 | 0.52189 | 0.52189
26 | DR | D3SOTS00 | TS34 | TS34 | 0.58436 | 0.58436 | 0.58436 | 0.58436 | 0.58436 | 0.58436 | 0.58436 | 0.58436 | 0.58436 | 0.58436 | 0.58436 | 0.58436 | 0.58436 | 0.58436 | 0.58436 | 0.58436 | 0.58436 | 0.58436 | 0.58436 | 0.58436 | 0.58436 | 0.58436 | 0.58436 | 0.58436 | 0.58436 | 0.58436 | 0.58436 | 0.58436 | 0.58436 | 0.58436 | 0.58436
26 | DR | D3SOTS00 | TS35 | TS35 | 0.49579 | 0.49579 | 0.49579 | 0.49579 | 0.49579 | 0.49579 | 0.49579 | 0.49579 | 0.49579 | 0.49579 | 0.49579 | 0.49579 | 0.49579 | 0.49579 | 0.49579 | 0.49579 | 0.49579 | 0.49579 | 0.49579 | 0.49579 | 0.49579 | 0.49579 | 0.49579 | 0.49579 | 0.49579 | 0.49579 | 0.49579 | 0.49579 | 0.49579 | 0.49579 | 0.49579
26 | DR | D3SOTS00 | TS36 | TS36 | 0.33717 | 0.33717 | 0.33717 | 0.33717 | 0.33717 | 0.33717 | 0.33717 | 0.33717 | 0.33717 | 0.33717 | 0.33717 | 0.33717 | 0.33717 | 0.33717 | 0.33717 | 0.33717 | 0.33717 | 0.33717 | 0.33717 | 0.33717 | 0.33717 | 0.33717 | 0.33717 | 0.33717 | 0.33717 | 0.33717 | 0.33717 | 0.33717 | 0.33717 | 0.33717 | 0.33717
26 | DR | D3SOTS00 | TS37 | TS37 | 0.12696 | 0.12696 | 0.12696 | 0.12696 | 0.12696 | 0.12696 | 0.12696 | 0.12696 | 0.12696 | 0.12696 | 0.12696 | 0.12696 | 0.12696 | 0.12696 | 0.12696 | 0.12696 | 0.12696 | 0.12696 | 0.12696 | 0.12696 | 0.12696 | 0.12696 | 0.12696 | 0.12696 | 0.12696 | 0.12696 | 0.12696 | 0.12696 | 0.12696 | 0.12696 | 0.12696
26 | DR | D3SOTS00 | TS38 | TS38 | 0.00501 | 0.00501 | 0.00501 | 0.00501 | 0.00501 | 0.00501 | 0.00501 | 0.00501 | 0.00501 | 0.00501 | 0.00501 | 0.00501 | 0.00501 | 0.00501 | 0.00501 | 0.00501 | 0.00501 | 0.00501 | 0.00501 | 0.00501 | 0.00501 | 0.00501 | 0.00501 | 0.00501 | 0.00501 | 0.00501 | 0.00501 | 0.00501 | 0.00501 | 0.00501 | 0.00501
26 | DR | D3SOTS00 | TS39 | TS39 | 0 | 0 | 0 | 0 | 0 | 0 | 0 | 0 | 0 | 0 | 0 | 0 | 0 | 0 | 0 | 0 | 0 | 0 | 0 | 0 | 0 | 0 | 0 | 0 | 0 | 0 | 0 | 0 | 0 | 0 | 0
26 | DR | D3SOTS00 | TS40 | TS40 | 0 | 0 | 0 | 0 | 0 | 0 | 0 | 0 | 0 | 0 | 0 | 0 | 0 | 0 | 0 | 0 | 0 | 0 | 0 | 0 | 0 | 0 | 0 | 0 | 0 | 0 | 0 | 0 | 0 | 0 | 0
27 | DR | D3NGSO00 |  | [DRC,D3NGSO00,*,*] : | 2020 | 2021 | 2022 | 2023 | 2024 | 2025 | 2026 | 2027 | 2028 | 2029 | 2030 | 2031 | 2032 | 2033 | 2034 | 2035 | 2036 | 2037 | 2038 | 2039 | 2040 | 2041 | 2042 | 2043 | 2044 | 2045 | 2046 | 2047 | 2048 | 2049 | 2050 :=
27 | DR | D3NGSO00 | TS01 | TS01 | 0 | 0 | 0 | 0 | 0 | 0 | 0 | 0 | 0 | 0 | 0 | 0 | 0 | 0 | 0 | 0 | 0 | 0 | 0 | 0 | 0 | 0 | 0 | 0 | 0 | 0 | 0 | 0 | 0 | 0 | 0
27 | DR | D3NGSO00 | TS02 | TS02 | 0.12418 | 0.12418 | 0.12418 | 0.12418 | 0.12418 | 0.12418 | 0.12418 | 0.12418 | 0.12418 | 0.12418 | 0.12418 | 0.12418 | 0.12418 | 0.12418 | 0.12418 | 0.12418 | 0.12418 | 0.12418 | 0.12418 | 0.12418 | 0.12418 | 0.12418 | 0.12418 | 0.12418 | 0.12418 | 0.12418 | 0.12418 | 0.12418 | 0.12418 | 0.12418 | 0.12418
27 | DR | D3NGSO00 | TS03 | TS03 | 0.4708 | 0.4708 | 0.4708 | 0.4708 | 0.4708 | 0.4708 | 0.4708 | 0.4708 | 0.4708 | 0.4708 | 0.4708 | 0.4708 | 0.4708 | 0.4708 | 0.4708 | 0.4708 | 0.4708 | 0.4708 | 0.4708 | 0.4708 | 0.4708 | 0.4708 | 0.4708 | 0.4708 | 0.4708 | 0.4708 | 0.4708 | 0.4708 | 0.4708 | 0.4708 | 0.4708
27 | DR | D3NGSO00 | TS04 | TS04 | 0.6571 | 0.6571 | 0.6571 | 0.6571 | 0.6571 | 0.6571 | 0.6571 | 0.6571 | 0.6571 | 0.6571 | 0.6571 | 0.6571 | 0.6571 | 0.6571 | 0.6571 | 0.6571 | 0.6571 | 0.6571 | 0.6571 | 0.6571 | 0.6571 | 0.6571 | 0.6571 | 0.6571 | 0.6571 | 0.6571 | 0.6571 | 0.6571 | 0.6571 | 0.6571 | 0.6571
27 | DR | D3NGSO00 | TS05 | TS05 | 0.59363 | 0.59363 | 0.59363 | 0.59363 | 0.59363 | 0.59363 | 0.59363 | 0.59363 | 0.59363 | 0.59363 | 0.59363 | 0.59363 | 0.59363 | 0.59363 | 0.59363 | 0.59363 | 0.59363 | 0.59363 | 0.59363 | 0.59363 | 0.59363 | 0.59363 | 0.59363 | 0.59363 | 0.59363 | 0.59363 | 0.59363 | 0.59363 | 0.59363 | 0.59363 | 0.59363
27 | DR | D3NGSO00 | TS06 | TS06 | 0.36909 | 0.36909 | 0.36909 | 0.36909 | 0.36909 | 0.36909 | 0.36909 | 0.36909 | 0.36909 | 0.36909 | 0.36909 | 0.36909 | 0.36909 | 0.36909 | 0.36909 | 0.36909 | 0.36909 | 0.36909 | 0.36909 | 0.36909 | 0.36909 | 0.36909 | 0.36909 | 0.36909 | 0.36909 | 0.36909 | 0.36909 | 0.36909 | 0.36909 | 0.36909 | 0.36909
27 | DR | D3NGSO00 | TS07 | TS07 | 0.12494 | 0.12494 | 0.12494 | 0.12494 | 0.12494 | 0.12494 | 0.12494 | 0.12494 | 0.12494 | 0.12494 | 0.12494 | 0.12494 | 0.12494 | 0.12494 | 0.12494 | 0.12494 | 0.12494 | 0.12494 | 0.12494 | 0.12494 | 0.12494 | 0.12494 | 0.12494 | 0.12494 | 0.12494 | 0.12494 | 0.12494 | 0.12494 | 0.12494 | 0.12494 | 0.12494
27 | DR | D3NGSO00 | TS08 | TS08 | 0.00542 | 0.00542 | 0.00542 | 0.00542 | 0.00542 | 0.00542 | 0.00542 | 0.00542 | 0.00542 | 0.00542 | 0.00542 | 0.00542 | 0.00542 | 0.00542 | 0.00542 | 0.00542 | 0.00542 | 0.00542 | 0.00542 | 0.00542 | 0.00542 | 0.00542 | 0.00542 | 0.00542 | 0.00542 | 0.00542 | 0.00542 | 0.00542 | 0.00542 | 0.00542 | 0.00542
27 | DR | D3NGSO00 | TS09 | TS09 | 0 | 0 | 0 | 0 | 0 | 0 | 0 | 0 | 0 | 0 | 0 | 0 | 0 | 0 | 0 | 0 | 0 | 0 | 0 | 0 | 0 | 0 | 0 | 0 | 0 | 0 | 0 | 0 | 0 | 0 | 0
27 | DR | D3NGSO00 | TS10 | TS10 | 0 | 0 | 0 | 0 | 0 | 0 | 0 | 0 | 0 | 0 | 0 | 0 | 0 | 0 | 0 | 0 | 0 | 0 | 0 | 0 | 0 | 0 | 0 | 0 | 0 | 0 | 0 | 0 | 0 | 0 | 0
27 | DR | D3NGSO00 | TS11 | TS11 | 0 | 0 | 0 | 0 | 0 | 0 | 0 | 0 | 0 | 0 | 0 | 0 | 0 | 0 | 0 | 0 | 0 | 0 | 0 | 0 | 0 | 0 | 0 | 0 | 0 | 0 | 0 | 0 | 0 | 0 | 0
27 | DR | D3NGSO00 | TS12 | TS12 | 0.13405 | 0.13405 | 0.13405 | 0.13405 | 0.13405 | 0.13405 | 0.13405 | 0.13405 | 0.13405 | 0.13405 | 0.13405 | 0.13405 | 0.13405 | 0.13405 | 0.13405 | 0.13405 | 0.13405 | 0.13405 | 0.13405 | 0.13405 | 0.13405 | 0.13405 | 0.13405 | 0.13405 | 0.13405 | 0.13405 | 0.13405 | 0.13405 | 0.13405 | 0.13405 | 0.13405
27 | DR | D3NGSO00 | TS13 | TS13 | 0.46264 | 0.46264 | 0.46264 | 0.46264 | 0.46264 | 0.46264 | 0.46264 | 0.46264 | 0.46264 | 0.46264 | 0.46264 | 0.46264 | 0.46264 | 0.46264 | 0.46264 | 0.46264 | 0.46264 | 0.46264 | 0.46264 | 0.46264 | 0.46264 | 0.46264 | 0.46264 | 0.46264 | 0.46264 | 0.46264 | 0.46264 | 0.46264 | 0.46264 | 0.46264 | 0.46264
27 | DR | D3NGSO00 | TS14 | TS14 | 0.63338 | 0.63338 | 0.63338 | 0.63338 | 0.63338 | 0.63338 | 0.63338 | 0.63338 | 0.63338 | 0.63338 | 0.63338 | 0.63338 | 0.63338 | 0.63338 | 0.63338 | 0.63338 | 0.63338 | 0.63338 | 0.63338 | 0.63338 | 0.63338 | 0.63338 | 0.63338 | 0.63338 | 0.63338 | 0.63338 | 0.63338 | 0.63338 | 0.63338 | 0.63338 | 0.63338
27 | DR | D3NGSO00 | TS15 | TS15 | 0.58714 | 0.58714 | 0.58714 | 0.58714 | 0.58714 | 0.58714 | 0.58714 | 0.58714 | 0.58714 | 0.58714 | 0.58714 | 0.58714 | 0.58714 | 0.58714 | 0.58714 | 0.58714 | 0.58714 | 0.58714 | 0.58714 | 0.58714 | 0.58714 | 0.58714 | 0.58714 | 0.58714 | 0.58714 | 0.58714 | 0.58714 | 0.58714 | 0.58714 | 0.58714 | 0.58714
27 | DR | D3NGSO00 | TS16 | TS16 | 0.36791 | 0.36791 | 0.36791 | 0.36791 | 0.36791 | 0.36791 | 0.36791 | 0.36791 | 0.36791 | 0.36791 | 0.36791 | 0.36791 | 0.36791 | 0.36791 | 0.36791 | 0.36791 | 0.36791 | 0.36791 | 0.36791 | 0.36791 | 0.36791 | 0.36791 | 0.36791 | 0.36791 | 0.36791 | 0.36791 | 0.36791 | 0.36791 | 0.36791 | 0.36791 | 0.36791
27 | DR | D3NGSO00 | TS17 | TS17 | 0.10743 | 0.10743 | 0.10743 | 0.10743 | 0.10743 | 0.10743 | 0.10743 | 0.10743 | 0.10743 | 0.10743 | 0.10743 | 0.10743 | 0.10743 | 0.10743 | 0.10743 | 0.10743 | 0.10743 | 0.10743 | 0.10743 | 0.10743 | 0.10743 | 0.10743 | 0.10743 | 0.10743 | 0.10743 | 0.10743 | 0.10743 | 0.10743 | 0.10743 | 0.10743 | 0.10743
27 | DR | D3NGSO00 | TS18 | TS18 | 0.00143 | 0.00143 | 0.00143 | 0.00143 | 0.00143 | 0.00143 | 0.00143 | 0.00143 | 0.00143 | 0.00143 | 0.00143 | 0.00143 | 0.00143 | 0.00143 | 0.00143 | 0.00143 | 0.00143 | 0.00143 | 0.00143 | 0.00143 | 0.00143 | 0.00143 | 0.00143 | 0.00143 | 0.00143 | 0.00143 | 0.00143 | 0.00143 | 0.00143 | 0.00143 | 0.00143
27 | DR | D3NGSO00 | TS19 | TS19 | 0 | 0 | 0 | 0 | 0 | 0 | 0 | 0 | 0 | 0 | 0 | 0 | 0 | 0 | 0 | 0 | 0 | 0 | 0 | 0 | 0 | 0 | 0 | 0 | 0 | 0 | 0 | 0 | 0 | 0 | 0
27 | DR | D3NGSO00 | TS20 | TS20 | 0 | 0 | 0 | 0 | 0 | 0 | 0 | 0 | 0 | 0 | 0 | 0 | 0 | 0 | 0 | 0 | 0 | 0 | 0 | 0 | 0 | 0 | 0 | 0 | 0 | 0 | 0 | 0 | 0 | 0 | 0
27 | DR | D3NGSO00 | TS21 | TS21 | 0.00025 | 0.00025 | 0.00025 | 0.00025 | 0.00025 | 0.00025 | 0.00025 | 0.00025 | 0.00025 | 0.00025 | 0.00025 | 0.00025 | 0.00025 | 0.00025 | 0.00025 | 0.00025 | 0.00025 | 0.00025 | 0.00025 | 0.00025 | 0.00025 | 0.00025 | 0.00025 | 0.00025 | 0.00025 | 0.00025 | 0.00025 | 0.00025 | 0.00025 | 0.00025 | 0.00025
27 | DR | D3NGSO00 | TS22 | TS22 | 0.14695 | 0.14695 | 0.14695 | 0.14695 | 0.14695 | 0.14695 | 0.14695 | 0.14695 | 0.14695 | 0.14695 | 0.14695 | 0.14695 | 0.14695 | 0.14695 | 0.14695 | 0.14695 | 0.14695 | 0.14695 | 0.14695 | 0.14695 | 0.14695 | 0.14695 | 0.14695 | 0.14695 | 0.14695 | 0.14695 | 0.14695 | 0.14695 | 0.14695 | 0.14695 | 0.14695
27 | DR | D3NGSO00 | TS23 | TS23 | 0.5201 | 0.5201 | 0.5201 | 0.5201 | 0.5201 | 0.5201 | 0.5201 | 0.5201 | 0.5201 | 0.5201 | 0.5201 | 0.5201 | 0.5201 | 0.5201 | 0.5201 | 0.5201 | 0.5201 | 0.5201 | 0.5201 | 0.5201 | 0.5201 | 0.5201 | 0.5201 | 0.5201 | 0.5201 | 0.5201 | 0.5201 | 0.5201 | 0.5201 | 0.5201 | 0.5201
27 | DR | D3NGSO00 | TS24 | TS24 | 0.68694 | 0.68694 | 0.68694 | 0.68694 | 0.68694 | 0.68694 | 0.68694 | 0.68694 | 0.68694 | 0.68694 | 0.68694 | 0.68694 | 0.68694 | 0.68694 | 0.68694 | 0.68694 | 0.68694 | 0.68694 | 0.68694 | 0.68694 | 0.68694 | 0.68694 | 0.68694 | 0.68694 | 0.68694 | 0.68694 | 0.68694 | 0.68694 | 0.68694 | 0.68694 | 0.68694
27 | DR | D3NGSO00 | TS25 | TS25 | 0.62262 | 0.62262 | 0.62262 | 0.62262 | 0.62262 | 0.62262 | 0.62262 | 0.62262 | 0.62262 | 0.62262 | 0.62262 | 0.62262 | 0.62262 | 0.62262 | 0.62262 | 0.62262 | 0.62262 | 0.62262 | 0.62262 | 0.62262 | 0.62262 | 0.62262 | 0.62262 | 0.62262 | 0.62262 | 0.62262 | 0.62262 | 0.62262 | 0.62262 | 0.62262 | 0.62262
27 | DR | D3NGSO00 | TS26 | TS26 | 0.39995 | 0.39995 | 0.39995 | 0.39995 | 0.39995 | 0.39995 | 0.39995 | 0.39995 | 0.39995 | 0.39995 | 0.39995 | 0.39995 | 0.39995 | 0.39995 | 0.39995 | 0.39995 | 0.39995 | 0.39995 | 0.39995 | 0.39995 | 0.39995 | 0.39995 | 0.39995 | 0.39995 | 0.39995 | 0.39995 | 0.39995 | 0.39995 | 0.39995 | 0.39995 | 0.39995
27 | DR | D3NGSO00 | TS27 | TS27 | 0.13126 | 0.13126 | 0.13126 | 0.13126 | 0.13126 | 0.13126 | 0.13126 | 0.13126 | 0.13126 | 0.13126 | 0.13126 | 0.13126 | 0.13126 | 0.13126 | 0.13126 | 0.13126 | 0.13126 | 0.13126 | 0.13126 | 0.13126 | 0.13126 | 0.13126 | 0.13126 | 0.13126 | 0.13126 | 0.13126 | 0.13126 | 0.13126 | 0.13126 | 0.13126 | 0.13126
27 | DR | D3NGSO00 | TS28 | TS28 | 0.00323 | 0.00323 | 0.00323 | 0.00323 | 0.00323 | 0.00323 | 0.00323 | 0.00323 | 0.00323 | 0.00323 | 0.00323 | 0.00323 | 0.00323 | 0.00323 | 0.00323 | 0.00323 | 0.00323 | 0.00323 | 0.00323 | 0.00323 | 0.00323 | 0.00323 | 0.00323 | 0.00323 | 0.00323 | 0.00323 | 0.00323 | 0.00323 | 0.00323 | 0.00323 | 0.00323
27 | DR | D3NGSO00 | TS29 | TS29 | 0 | 0 | 0 | 0 | 0 | 0 | 0 | 0 | 0 | 0 | 0 | 0 | 0 | 0 | 0 | 0 | 0 | 0 | 0 | 0 | 0 | 0 | 0 | 0 | 0 | 0 | 0 | 0 | 0 | 0 | 0
27 | DR | D3NGSO00 | TS30 | TS30 | 0 | 0 | 0 | 0 | 0 | 0 | 0 | 0 | 0 | 0 | 0 | 0 | 0 | 0 | 0 | 0 | 0 | 0 | 0 | 0 | 0 | 0 | 0 | 0 | 0 | 0 | 0 | 0 | 0 | 0 | 0
27 | DR | D3NGSO00 | TS31 | TS31 | 0.0016 | 0.0016 | 0.0016 | 0.0016 | 0.0016 | 0.0016 | 0.0016 | 0.0016 | 0.0016 | 0.0016 | 0.0016 | 0.0016 | 0.0016 | 0.0016 | 0.0016 | 0.0016 | 0.0016 | 0.0016 | 0.0016 | 0.0016 | 0.0016 | 0.0016 | 0.0016 | 0.0016 | 0.0016 | 0.0016 | 0.0016 | 0.0016 | 0.0016 | 0.0016 | 0.0016
27 | DR | D3NGSO00 | TS32 | TS32 | 0.18217 | 0.18217 | 0.18217 | 0.18217 | 0.18217 | 0.18217 | 0.18217 | 0.18217 | 0.18217 | 0.18217 | 0.18217 | 0.18217 | 0.18217 | 0.18217 | 0.18217 | 0.18217 | 0.18217 | 0.18217 | 0.18217 | 0.18217 | 0.18217 | 0.18217 | 0.18217 | 0.18217 | 0.18217 | 0.18217 | 0.18217 | 0.18217 | 0.18217 | 0.18217 | 0.18217
27 | DR | D3NGSO00 | TS33 | TS33 | 0.50731 | 0.50731 | 0.50731 | 0.50731 | 0.50731 | 0.50731 | 0.50731 | 0.50731 | 0.50731 | 0.50731 | 0.50731 | 0.50731 | 0.50731 | 0.50731 | 0.50731 | 0.50731 | 0.50731 | 0.50731 | 0.50731 | 0.50731 | 0.50731 | 0.50731 | 0.50731 | 0.50731 | 0.50731 | 0.50731 | 0.50731 | 0.50731 | 0.50731 | 0.50731 | 0.50731
27 | DR | D3NGSO00 | TS34 | TS34 | 0.62699 | 0.62699 | 0.62699 | 0.62699 | 0.62699 | 0.62699 | 0.62699 | 0.62699 | 0.62699 | 0.62699 | 0.62699 | 0.62699 | 0.62699 | 0.62699 | 0.62699 | 0.62699 | 0.62699 | 0.62699 | 0.62699 | 0.62699 | 0.62699 | 0.62699 | 0.62699 | 0.62699 | 0.62699 | 0.62699 | 0.62699 | 0.62699 | 0.62699 | 0.62699 | 0.62699
27 | DR | D3NGSO00 | TS35 | TS35 | 0.56697 | 0.56697 | 0.56697 | 0.56697 | 0.56697 | 0.56697 | 0.56697 | 0.56697 | 0.56697 | 0.56697 | 0.56697 | 0.56697 | 0.56697 | 0.56697 | 0.56697 | 0.56697 | 0.56697 | 0.56697 | 0.56697 | 0.56697 | 0.56697 | 0.56697 | 0.56697 | 0.56697 | 0.56697 | 0.56697 | 0.56697 | 0.56697 | 0.56697 | 0.56697 | 0.56697
27 | DR | D3NGSO00 | TS36 | TS36 | 0.35059 | 0.35059 | 0.35059 | 0.35059 | 0.35059 | 0.35059 | 0.35059 | 0.35059 | 0.35059 | 0.35059 | 0.35059 | 0.35059 | 0.35059 | 0.35059 | 0.35059 | 0.35059 | 0.35059 | 0.35059 | 0.35059 | 0.35059 | 0.35059 | 0.35059 | 0.35059 | 0.35059 | 0.35059 | 0.35059 | 0.35059 | 0.35059 | 0.35059 | 0.35059 | 0.35059
27 | DR | D3NGSO00 | TS37 | TS37 | 0.09503 | 0.09503 | 0.09503 | 0.09503 | 0.09503 | 0.09503 | 0.09503 | 0.09503 | 0.09503 | 0.09503 | 0.09503 | 0.09503 | 0.09503 | 0.09503 | 0.09503 | 0.09503 | 0.09503 | 0.09503 | 0.09503 | 0.09503 | 0.09503 | 0.09503 | 0.09503 | 0.09503 | 0.09503 | 0.09503 | 0.09503 | 0.09503 | 0.09503 | 0.09503 | 0.09503
27 | DR | D3NGSO00 | TS38 | TS38 | 0.00108 | 0.00108 | 0.00108 | 0.00108 | 0.00108 | 0.00108 | 0.00108 | 0.00108 | 0.00108 | 0.00108 | 0.00108 | 0.00108 | 0.00108 | 0.00108 | 0.00108 | 0.00108 | 0.00108 | 0.00108 | 0.00108 | 0.00108 | 0.00108 | 0.00108 | 0.00108 | 0.00108 | 0.00108 | 0.00108 | 0.00108 | 0.00108 | 0.00108 | 0.00108 | 0.00108
27 | DR | D3NGSO00 | TS39 | TS39 | 0 | 0 | 0 | 0 | 0 | 0 | 0 | 0 | 0 | 0 | 0 | 0 | 0 | 0 | 0 | 0 | 0 | 0 | 0 | 0 | 0 | 0 | 0 | 0 | 0 | 0 | 0 | 0 | 0 | 0 | 0
27 | DR | D3NGSO00 | TS40 | TS40 | 0 | 0 | 0 | 0 | 0 | 0 | 0 | 0 | 0 | 0 | 0 | 0 | 0 | 0 | 0 | 0 | 0 | 0 | 0 | 0 | 0 | 0 | 0 | 0 | 0 | 0 | 0 | 0 | 0 | 0 | 0
28 | DR | D3WDLC0 |  | [DRC,D3WDLC0,*,*] : | 2020 | 2021 | 2022 | 2023 | 2024 | 2025 | 2026 | 2027 | 2028 | 2029 | 2030 | 2031 | 2032 | 2033 | 2034 | 2035 | 2036 | 2037 | 2038 | 2039 | 2040 | 2041 | 2042 | 2043 | 2044 | 2045 | 2046 | 2047 | 2048 | 2049 | 2050 :=
28 | DR | D3WDLC0 | TS01 | TS01 | 0.04694 | 0.04694 | 0.04694 | 0.04694 | 0.04694 | 0.04694 | 0.04694 | 0.04694 | 0.04694 | 0.04694 | 0.04694 | 0.04694 | 0.04694 | 0.04694 | 0.04694 | 0.04694 | 0.04694 | 0.04694 | 0.04694 | 0.04694 | 0.04694 | 0.04694 | 0.04694 | 0.04694 | 0.04694 | 0.04694 | 0.04694 | 0.04694 | 0.04694 | 0.04694 | 0.04694
28 | DR | D3WDLC0 | TS02 | TS02 | 0.05856 | 0.05856 | 0.05856 | 0.05856 | 0.05856 | 0.05856 | 0.05856 | 0.05856 | 0.05856 | 0.05856 | 0.05856 | 0.05856 | 0.05856 | 0.05856 | 0.05856 | 0.05856 | 0.05856 | 0.05856 | 0.05856 | 0.05856 | 0.05856 | 0.05856 | 0.05856 | 0.05856 | 0.05856 | 0.05856 | 0.05856 | 0.05856 | 0.05856 | 0.05856 | 0.05856
28 | DR | D3WDLC0 | TS03 | TS03 | 0.08753 | 0.08753 | 0.08753 | 0.08753 | 0.08753 | 0.08753 | 0.08753 | 0.08753 | 0.08753 | 0.08753 | 0.08753 | 0.08753 | 0.08753 | 0.08753 | 0.08753 | 0.08753 | 0.08753 | 0.08753 | 0.08753 | 0.08753 | 0.08753 | 0.08753 | 0.08753 | 0.08753 | 0.08753 | 0.08753 | 0.08753 | 0.08753 | 0.08753 | 0.08753 | 0.08753
28 | DR | D3WDLC0 | TS04 | TS04 | 0.10976 | 0.10976 | 0.10976 | 0.10976 | 0.10976 | 0.10976 | 0.10976 | 0.10976 | 0.10976 | 0.10976 | 0.10976 | 0.10976 | 0.10976 | 0.10976 | 0.10976 | 0.10976 | 0.10976 | 0.10976 | 0.10976 | 0.10976 | 0.10976 | 0.10976 | 0.10976 | 0.10976 | 0.10976 | 0.10976 | 0.10976 | 0.10976 | 0.10976 | 0.10976 | 0.10976
28 | DR | D3WDLC0 | TS05 | TS05 | 0.11562 | 0.11562 | 0.11562 | 0.11562 | 0.11562 | 0.11562 | 0.11562 | 0.11562 | 0.11562 | 0.11562 | 0.11562 | 0.11562 | 0.11562 | 0.11562 | 0.11562 | 0.11562 | 0.11562 | 0.11562 | 0.11562 | 0.11562 | 0.11562 | 0.11562 | 0.11562 | 0.11562 | 0.11562 | 0.11562 | 0.11562 | 0.11562 | 0.11562 | 0.11562 | 0.11562
28 | DR | D3WDLC0 | TS06 | TS06 | 0.09311 | 0.09311 | 0.09311 | 0.09311 | 0.09311 | 0.09311 | 0.09311 | 0.09311 | 0.09311 | 0.09311 | 0.09311 | 0.09311 | 0.09311 | 0.09311 | 0.09311 | 0.09311 | 0.09311 | 0.09311 | 0.09311 | 0.09311 | 0.09311 | 0.09311 | 0.09311 | 0.09311 | 0.09311 | 0.09311 | 0.09311 | 0.09311 | 0.09311 | 0.09311 | 0.09311
28 | DR | D3WDLC0 | TS07 | TS07 | 0.05601 | 0.05601 | 0.05601 | 0.05601 | 0.05601 | 0.05601 | 0.05601 | 0.05601 | 0.05601 | 0.05601 | 0.05601 | 0.05601 | 0.05601 | 0.05601 | 0.05601 | 0.05601 | 0.05601 | 0.05601 | 0.05601 | 0.05601 | 0.05601 | 0.05601 | 0.05601 | 0.05601 | 0.05601 | 0.05601 | 0.05601 | 0.05601 | 0.05601 | 0.05601 | 0.05601
28 | DR | D3WDLC0 | TS08 | TS08 | 0.05346 | 0.05346 | 0.05346 | 0.05346 | 0.05346 | 0.05346 | 0.05346 | 0.05346 | 0.05346 | 0.05346 | 0.05346 | 0.05346 | 0.05346 | 0.05346 | 0.05346 | 0.05346 | 0.05346 | 0.05346 | 0.05346 | 0.05346 | 0.05346 | 0.05346 | 0.05346 | 0.05346 | 0.05346 | 0.05346 | 0.05346 | 0.05346 | 0.05346 | 0.05346 | 0.05346
28 | DR | D3WDLC0 | TS09 | TS09 | 0.04199 | 0.04199 | 0.04199 | 0.04199 | 0.04199 | 0.04199 | 0.04199 | 0.04199 | 0.04199 | 0.04199 | 0.04199 | 0.04199 | 0.04199 | 0.04199 | 0.04199 | 0.04199 | 0.04199 | 0.04199 | 0.04199 | 0.04199 | 0.04199 | 0.04199 | 0.04199 | 0.04199 | 0.04199 | 0.04199 | 0.04199 | 0.04199 | 0.04199 | 0.04199 | 0.04199
28 | DR | D3WDLC0 | TS10 | TS10 | 0.038 | 0.038 | 0.038 | 0.038 | 0.038 | 0.038 | 0.038 | 0.038 | 0.038 | 0.038 | 0.038 | 0.038 | 0.038 | 0.038 | 0.038 | 0.038 | 0.038 | 0.038 | 0.038 | 0.038 | 0.038 | 0.038 | 0.038 | 0.038 | 0.038 | 0.038 | 0.038 | 0.038 | 0.038 | 0.038 | 0.038
28 | DR | D3WDLC0 | TS11 | TS11 | 0.17069 | 0.17069 | 0.17069 | 0.17069 | 0.17069 | 0.17069 | 0.17069 | 0.17069 | 0.17069 | 0.17069 | 0.17069 | 0.17069 | 0.17069 | 0.17069 | 0.17069 | 0.17069 | 0.17069 | 0.17069 | 0.17069 | 0.17069 | 0.17069 | 0.17069 | 0.17069 | 0.17069 | 0.17069 | 0.17069 | 0.17069 | 0.17069 | 0.17069 | 0.17069 | 0.17069
28 | DR | D3WDLC0 | TS12 | TS12 | 0.20934 | 0.20934 | 0.20934 | 0.20934 | 0.20934 | 0.20934 | 0.20934 | 0.20934 | 0.20934 | 0.20934 | 0.20934 | 0.20934 | 0.20934 | 0.20934 | 0.20934 | 0.20934 | 0.20934 | 0.20934 | 0.20934 | 0.20934 | 0.20934 | 0.20934 | 0.20934 | 0.20934 | 0.20934 | 0.20934 | 0.20934 | 0.20934 | 0.20934 | 0.20934 | 0.20934
28 | DR | D3WDLC0 | TS13 | TS13 | 0.29284 | 0.29284 | 0.29284 | 0.29284 | 0.29284 | 0.29284 | 0.29284 | 0.29284 | 0.29284 | 0.29284 | 0.29284 | 0.29284 | 0.29284 | 0.29284 | 0.29284 | 0.29284 | 0.29284 | 0.29284 | 0.29284 | 0.29284 | 0.29284 | 0.29284 | 0.29284 | 0.29284 | 0.29284 | 0.29284 | 0.29284 | 0.29284 | 0.29284 | 0.29284 | 0.29284
28 | DR | D3WDLC0 | TS14 | TS14 | 0.28069 | 0.28069 | 0.28069 | 0.28069 | 0.28069 | 0.28069 | 0.28069 | 0.28069 | 0.28069 | 0.28069 | 0.28069 | 0.28069 | 0.28069 | 0.28069 | 0.28069 | 0.28069 | 0.28069 | 0.28069 | 0.28069 | 0.28069 | 0.28069 | 0.28069 | 0.28069 | 0.28069 | 0.28069 | 0.28069 | 0.28069 | 0.28069 | 0.28069 | 0.28069 | 0.28069
28 | DR | D3WDLC0 | TS15 | TS15 | 0.20992 | 0.20992 | 0.20992 | 0.20992 | 0.20992 | 0.20992 | 0.20992 | 0.20992 | 0.20992 | 0.20992 | 0.20992 | 0.20992 | 0.20992 | 0.20992 | 0.20992 | 0.20992 | 0.20992 | 0.20992 | 0.20992 | 0.20992 | 0.20992 | 0.20992 | 0.20992 | 0.20992 | 0.20992 | 0.20992 | 0.20992 | 0.20992 | 0.20992 | 0.20992 | 0.20992
28 | DR | D3WDLC0 | TS16 | TS16 | 0.16113 | 0.16113 | 0.16113 | 0.16113 | 0.16113 | 0.16113 | 0.16113 | 0.16113 | 0.16113 | 0.16113 | 0.16113 | 0.16113 | 0.16113 | 0.16113 | 0.16113 | 0.16113 | 0.16113 | 0.16113 | 0.16113 | 0.16113 | 0.16113 | 0.16113 | 0.16113 | 0.16113 | 0.16113 | 0.16113 | 0.16113 | 0.16113 | 0.16113 | 0.16113 | 0.16113
28 | DR | D3WDLC0 | TS17 | TS17 | 0.14873 | 0.14873 | 0.14873 | 0.14873 | 0.14873 | 0.14873 | 0.14873 | 0.14873 | 0.14873 | 0.14873 | 0.14873 | 0.14873 | 0.14873 | 0.14873 | 0.14873 | 0.14873 | 0.14873 | 0.14873 | 0.14873 | 0.14873 | 0.14873 | 0.14873 | 0.14873 | 0.14873 | 0.14873 | 0.14873 | 0.14873 | 0.14873 | 0.14873 | 0.14873 | 0.14873
28 | DR | D3WDLC0 | TS18 | TS18 | 0.16377 | 0.16377 | 0.16377 | 0.16377 | 0.16377 | 0.16377 | 0.16377 | 0.16377 | 0.16377 | 0.16377 | 0.16377 | 0.16377 | 0.16377 | 0.16377 | 0.16377 | 0.16377 | 0.16377 | 0.16377 | 0.16377 | 0.16377 | 0.16377 | 0.16377 | 0.16377 | 0.16377 | 0.16377 | 0.16377 | 0.16377 | 0.16377 | 0.16377 | 0.16377 | 0.16377
28 | DR | D3WDLC0 | TS19 | TS19 | 0.17849 | 0.17849 | 0.17849 | 0.17849 | 0.17849 | 0.17849 | 0.17849 | 0.17849 | 0.17849 | 0.17849 | 0.17849 | 0.17849 | 0.17849 | 0.17849 | 0.17849 | 0.17849 | 0.17849 | 0.17849 | 0.17849 | 0.17849 | 0.17849 | 0.17849 | 0.17849 | 0.17849 | 0.17849 | 0.17849 | 0.17849 | 0.17849 | 0.17849 | 0.17849 | 0.17849
28 | DR | D3WDLC0 | TS20 | TS20 | 0.18503 | 0.18503 | 0.18503 | 0.18503 | 0.18503 | 0.18503 | 0.18503 | 0.18503 | 0.18503 | 0.18503 | 0.18503 | 0.18503 | 0.18503 | 0.18503 | 0.18503 | 0.18503 | 0.18503 | 0.18503 | 0.18503 | 0.18503 | 0.18503 | 0.18503 | 0.18503 | 0.18503 | 0.18503 | 0.18503 | 0.18503 | 0.18503 | 0.18503 | 0.18503 | 0.18503
28 | DR | D3WDLC0 | TS21 | TS21 | 0.24616 | 0.24616 | 0.24616 | 0.24616 | 0.24616 | 0.24616 | 0.24616 | 0.24616 | 0.24616 | 0.24616 | 0.24616 | 0.24616 | 0.24616 | 0.24616 | 0.24616 | 0.24616 | 0.24616 | 0.24616 | 0.24616 | 0.24616 | 0.24616 | 0.24616 | 0.24616 | 0.24616 | 0.24616 | 0.24616 | 0.24616 | 0.24616 | 0.24616 | 0.24616 | 0.24616
28 | DR | D3WDLC0 | TS22 | TS22 | 0.29102 | 0.29102 | 0.29102 | 0.29102 | 0.29102 | 0.29102 | 0.29102 | 0.29102 | 0.29102 | 0.29102 | 0.29102 | 0.29102 | 0.29102 | 0.29102 | 0.29102 | 0.29102 | 0.29102 | 0.29102 | 0.29102 | 0.29102 | 0.29102 | 0.29102 | 0.29102 | 0.29102 | 0.29102 | 0.29102 | 0.29102 | 0.29102 | 0.29102 | 0.29102 | 0.29102
28 | DR | D3WDLC0 | TS23 | TS23 | 0.34721 | 0.34721 | 0.34721 | 0.34721 | 0.34721 | 0.34721 | 0.34721 | 0.34721 | 0.34721 | 0.34721 | 0.34721 | 0.34721 | 0.34721 | 0.34721 | 0.34721 | 0.34721 | 0.34721 | 0.34721 | 0.34721 | 0.34721 | 0.34721 | 0.34721 | 0.34721 | 0.34721 | 0.34721 | 0.34721 | 0.34721 | 0.34721 | 0.34721 | 0.34721 | 0.34721
28 | DR | D3WDLC0 | TS24 | TS24 | 0.34497 | 0.34497 | 0.34497 | 0.34497 | 0.34497 | 0.34497 | 0.34497 | 0.34497 | 0.34497 | 0.34497 | 0.34497 | 0.34497 | 0.34497 | 0.34497 | 0.34497 | 0.34497 | 0.34497 | 0.34497 | 0.34497 | 0.34497 | 0.34497 | 0.34497 | 0.34497 | 0.34497 | 0.34497 | 0.34497 | 0.34497 | 0.34497 | 0.34497 | 0.34497 | 0.34497
28 | DR | D3WDLC0 | TS25 | TS25 | 0.25719 | 0.25719 | 0.25719 | 0.25719 | 0.25719 | 0.25719 | 0.25719 | 0.25719 | 0.25719 | 0.25719 | 0.25719 | 0.25719 | 0.25719 | 0.25719 | 0.25719 | 0.25719 | 0.25719 | 0.25719 | 0.25719 | 0.25719 | 0.25719 | 0.25719 | 0.25719 | 0.25719 | 0.25719 | 0.25719 | 0.25719 | 0.25719 | 0.25719 | 0.25719 | 0.25719
28 | DR | D3WDLC0 | TS26 | TS26 | 0.20818 | 0.20818 | 0.20818 | 0.20818 | 0.20818 | 0.20818 | 0.20818 | 0.20818 | 0.20818 | 0.20818 | 0.20818 | 0.20818 | 0.20818 | 0.20818 | 0.20818 | 0.20818 | 0.20818 | 0.20818 | 0.20818 | 0.20818 | 0.20818 | 0.20818 | 0.20818 | 0.20818 | 0.20818 | 0.20818 | 0.20818 | 0.20818 | 0.20818 | 0.20818 | 0.20818
28 | DR | D3WDLC0 | TS27 | TS27 | 0.20937 | 0.20937 | 0.20937 | 0.20937 | 0.20937 | 0.20937 | 0.20937 | 0.20937 | 0.20937 | 0.20937 | 0.20937 | 0.20937 | 0.20937 | 0.20937 | 0.20937 | 0.20937 | 0.20937 | 0.20937 | 0.20937 | 0.20937 | 0.20937 | 0.20937 | 0.20937 | 0.20937 | 0.20937 | 0.20937 | 0.20937 | 0.20937 | 0.20937 | 0.20937 | 0.20937
28 | DR | D3WDLC0 | TS28 | TS28 | 0.22701 | 0.22701 | 0.22701 | 0.22701 | 0.22701 | 0.22701 | 0.22701 | 0.22701 | 0.22701 | 0.22701 | 0.22701 | 0.22701 | 0.22701 | 0.22701 | 0.22701 | 0.22701 | 0.22701 | 0.22701 | 0.22701 | 0.22701 | 0.22701 | 0.22701 | 0.22701 | 0.22701 | 0.22701 | 0.22701 | 0.22701 | 0.22701 | 0.22701 | 0.22701 | 0.22701
28 | DR | D3WDLC0 | TS29 | TS29 | 0.25559 | 0.25559 | 0.25559 | 0.25559 | 0.25559 | 0.25559 | 0.25559 | 0.25559 | 0.25559 | 0.25559 | 0.25559 | 0.25559 | 0.25559 | 0.25559 | 0.25559 | 0.25559 | 0.25559 | 0.25559 | 0.25559 | 0.25559 | 0.25559 | 0.25559 | 0.25559 | 0.25559 | 0.25559 | 0.25559 | 0.25559 | 0.25559 | 0.25559 | 0.25559 | 0.25559
28 | DR | D3WDLC0 | TS30 | TS30 | 0.25608 | 0.25608 | 0.25608 | 0.25608 | 0.25608 | 0.25608 | 0.25608 | 0.25608 | 0.25608 | 0.25608 | 0.25608 | 0.25608 | 0.25608 | 0.25608 | 0.25608 | 0.25608 | 0.25608 | 0.25608 | 0.25608 | 0.25608 | 0.25608 | 0.25608 | 0.25608 | 0.25608 | 0.25608 | 0.25608 | 0.25608 | 0.25608 | 0.25608 | 0.25608 | 0.25608
28 | DR | D3WDLC0 | TS31 | TS31 | 0.0579 | 0.0579 | 0.0579 | 0.0579 | 0.0579 | 0.0579 | 0.0579 | 0.0579 | 0.0579 | 0.0579 | 0.0579 | 0.0579 | 0.0579 | 0.0579 | 0.0579 | 0.0579 | 0.0579 | 0.0579 | 0.0579 | 0.0579 | 0.0579 | 0.0579 | 0.0579 | 0.0579 | 0.0579 | 0.0579 | 0.0579 | 0.0579 | 0.0579 | 0.0579 | 0.0579
28 | DR | D3WDLC0 | TS32 | TS32 | 0.0712 | 0.0712 | 0.0712 | 0.0712 | 0.0712 | 0.0712 | 0.0712 | 0.0712 | 0.0712 | 0.0712 | 0.0712 | 0.0712 | 0.0712 | 0.0712 | 0.0712 | 0.0712 | 0.0712 | 0.0712 | 0.0712 | 0.0712 | 0.0712 | 0.0712 | 0.0712 | 0.0712 | 0.0712 | 0.0712 | 0.0712 | 0.0712 | 0.0712 | 0.0712 | 0.0712
28 | DR | D3WDLC0 | TS33 | TS33 | 0.11178 | 0.11178 | 0.11178 | 0.11178 | 0.11178 | 0.11178 | 0.11178 | 0.11178 | 0.11178 | 0.11178 | 0.11178 | 0.11178 | 0.11178 | 0.11178 | 0.11178 | 0.11178 | 0.11178 | 0.11178 | 0.11178 | 0.11178 | 0.11178 | 0.11178 | 0.11178 | 0.11178 | 0.11178 | 0.11178 | 0.11178 | 0.11178 | 0.11178 | 0.11178 | 0.11178
28 | DR | D3WDLC0 | TS34 | TS34 | 0.14275 | 0.14275 | 0.14275 | 0.14275 | 0.14275 | 0.14275 | 0.14275 | 0.14275 | 0.14275 | 0.14275 | 0.14275 | 0.14275 | 0.14275 | 0.14275 | 0.14275 | 0.14275 | 0.14275 | 0.14275 | 0.14275 | 0.14275 | 0.14275 | 0.14275 | 0.14275 | 0.14275 | 0.14275 | 0.14275 | 0.14275 | 0.14275 | 0.14275 | 0.14275 | 0.14275
28 | DR | D3WDLC0 | TS35 | TS35 | 0.12728 | 0.12728 | 0.12728 | 0.12728 | 0.12728 | 0.12728 | 0.12728 | 0.12728 | 0.12728 | 0.12728 | 0.12728 | 0.12728 | 0.12728 | 0.12728 | 0.12728 | 0.12728 | 0.12728 | 0.12728 | 0.12728 | 0.12728 | 0.12728 | 0.12728 | 0.12728 | 0.12728 | 0.12728 | 0.12728 | 0.12728 | 0.12728 | 0.12728 | 0.12728 | 0.12728
28 | DR | D3WDLC0 | TS36 | TS36 | 0.0984 | 0.0984 | 0.0984 | 0.0984 | 0.0984 | 0.0984 | 0.0984 | 0.0984 | 0.0984 | 0.0984 | 0.0984 | 0.0984 | 0.0984 | 0.0984 | 0.0984 | 0.0984 | 0.0984 | 0.0984 | 0.0984 | 0.0984 | 0.0984 | 0.0984 | 0.0984 | 0.0984 | 0.0984 | 0.0984 | 0.0984 | 0.0984 | 0.0984 | 0.0984 | 0.0984
28 | DR | D3WDLC0 | TS37 | TS37 | 0.05925 | 0.05925 | 0.05925 | 0.05925 | 0.05925 | 0.05925 | 0.05925 | 0.05925 | 0.05925 | 0.05925 | 0.05925 | 0.05925 | 0.05925 | 0.05925 | 0.05925 | 0.05925 | 0.05925 | 0.05925 | 0.05925 | 0.05925 | 0.05925 | 0.05925 | 0.05925 | 0.05925 | 0.05925 | 0.05925 | 0.05925 | 0.05925 | 0.05925 | 0.05925 | 0.05925
28 | DR | D3WDLC0 | TS38 | TS38 | 0.04565 | 0.04565 | 0.04565 | 0.04565 | 0.04565 | 0.04565 | 0.04565 | 0.04565 | 0.04565 | 0.04565 | 0.04565 | 0.04565 | 0.04565 | 0.04565 | 0.04565 | 0.04565 | 0.04565 | 0.04565 | 0.04565 | 0.04565 | 0.04565 | 0.04565 | 0.04565 | 0.04565 | 0.04565 | 0.04565 | 0.04565 | 0.04565 | 0.04565 | 0.04565 | 0.04565
28 | DR | D3WDLC0 | TS39 | TS39 | 0.04371 | 0.04371 | 0.04371 | 0.04371 | 0.04371 | 0.04371 | 0.04371 | 0.04371 | 0.04371 | 0.04371 | 0.04371 | 0.04371 | 0.04371 | 0.04371 | 0.04371 | 0.04371 | 0.04371 | 0.04371 | 0.04371 | 0.04371 | 0.04371 | 0.04371 | 0.04371 | 0.04371 | 0.04371 | 0.04371 | 0.04371 | 0.04371 | 0.04371 | 0.04371 | 0.04371
28 | DR | D3WDLC0 | TS40 | TS40 | 0.04097 | 0.04097 | 0.04097 | 0.04097 | 0.04097 | 0.04097 | 0.04097 | 0.04097 | 0.04097 | 0.04097 | 0.04097 | 0.04097 | 0.04097 | 0.04097 | 0.04097 | 0.04097 | 0.04097 | 0.04097 | 0.04097 | 0.04097 | 0.04097 | 0.04097 | 0.04097 | 0.04097 | 0.04097 | 0.04097 | 0.04097 | 0.04097 | 0.04097 | 0.04097 | 0.04097
29 | DR | D3WDLC2 |  | [DRC,D3WDLC2,*,*] : | 2020 | 2021 | 2022 | 2023 | 2024 | 2025 | 2026 | 2027 | 2028 | 2029 | 2030 | 2031 | 2032 | 2033 | 2034 | 2035 | 2036 | 2037 | 2038 | 2039 | 2040 | 2041 | 2042 | 2043 | 2044 | 2045 | 2046 | 2047 | 2048 | 2049 | 2050 :=
29 | DR | D3WDLC2 | TS01 | TS01 | 0.01928 | 0.01928 | 0.01928 | 0.01928 | 0.01928 | 0.01928 | 0.01928 | 0.01928 | 0.01928 | 0.01928 | 0.01928 | 0.01928 | 0.01928 | 0.01928 | 0.01928 | 0.01928 | 0.01928 | 0.01928 | 0.01928 | 0.01928 | 0.01928 | 0.01928 | 0.01928 | 0.01928 | 0.01928 | 0.01928 | 0.01928 | 0.01928 | 0.01928 | 0.01928 | 0.01928
29 | DR | D3WDLC2 | TS02 | TS02 | 0.0297 | 0.0297 | 0.0297 | 0.0297 | 0.0297 | 0.0297 | 0.0297 | 0.0297 | 0.0297 | 0.0297 | 0.0297 | 0.0297 | 0.0297 | 0.0297 | 0.0297 | 0.0297 | 0.0297 | 0.0297 | 0.0297 | 0.0297 | 0.0297 | 0.0297 | 0.0297 | 0.0297 | 0.0297 | 0.0297 | 0.0297 | 0.0297 | 0.0297 | 0.0297 | 0.0297
29 | DR | D3WDLC2 | TS03 | TS03 | 0.07005 | 0.07005 | 0.07005 | 0.07005 | 0.07005 | 0.07005 | 0.07005 | 0.07005 | 0.07005 | 0.07005 | 0.07005 | 0.07005 | 0.07005 | 0.07005 | 0.07005 | 0.07005 | 0.07005 | 0.07005 | 0.07005 | 0.07005 | 0.07005 | 0.07005 | 0.07005 | 0.07005 | 0.07005 | 0.07005 | 0.07005 | 0.07005 | 0.07005 | 0.07005 | 0.07005
29 | DR | D3WDLC2 | TS04 | TS04 | 0.10616 | 0.10616 | 0.10616 | 0.10616 | 0.10616 | 0.10616 | 0.10616 | 0.10616 | 0.10616 | 0.10616 | 0.10616 | 0.10616 | 0.10616 | 0.10616 | 0.10616 | 0.10616 | 0.10616 | 0.10616 | 0.10616 | 0.10616 | 0.10616 | 0.10616 | 0.10616 | 0.10616 | 0.10616 | 0.10616 | 0.10616 | 0.10616 | 0.10616 | 0.10616 | 0.10616
29 | DR | D3WDLC2 | TS05 | TS05 | 0.12821 | 0.12821 | 0.12821 | 0.12821 | 0.12821 | 0.12821 | 0.12821 | 0.12821 | 0.12821 | 0.12821 | 0.12821 | 0.12821 | 0.12821 | 0.12821 | 0.12821 | 0.12821 | 0.12821 | 0.12821 | 0.12821 | 0.12821 | 0.12821 | 0.12821 | 0.12821 | 0.12821 | 0.12821 | 0.12821 | 0.12821 | 0.12821 | 0.12821 | 0.12821 | 0.12821
29 | DR | D3WDLC2 | TS06 | TS06 | 0.10061 | 0.10061 | 0.10061 | 0.10061 | 0.10061 | 0.10061 | 0.10061 | 0.10061 | 0.10061 | 0.10061 | 0.10061 | 0.10061 | 0.10061 | 0.10061 | 0.10061 | 0.10061 | 0.10061 | 0.10061 | 0.10061 | 0.10061 | 0.10061 | 0.10061 | 0.10061 | 0.10061 | 0.10061 | 0.10061 | 0.10061 | 0.10061 | 0.10061 | 0.10061 | 0.10061
29 | DR | D3WDLC2 | TS07 | TS07 | 0.04224 | 0.04224 | 0.04224 | 0.04224 | 0.04224 | 0.04224 | 0.04224 | 0.04224 | 0.04224 | 0.04224 | 0.04224 | 0.04224 | 0.04224 | 0.04224 | 0.04224 | 0.04224 | 0.04224 | 0.04224 | 0.04224 | 0.04224 | 0.04224 | 0.04224 | 0.04224 | 0.04224 | 0.04224 | 0.04224 | 0.04224 | 0.04224 | 0.04224 | 0.04224 | 0.04224
29 | DR | D3WDLC2 | TS08 | TS08 | 0.02843 | 0.02843 | 0.02843 | 0.02843 | 0.02843 | 0.02843 | 0.02843 | 0.02843 | 0.02843 | 0.02843 | 0.02843 | 0.02843 | 0.02843 | 0.02843 | 0.02843 | 0.02843 | 0.02843 | 0.02843 | 0.02843 | 0.02843 | 0.02843 | 0.02843 | 0.02843 | 0.02843 | 0.02843 | 0.02843 | 0.02843 | 0.02843 | 0.02843 | 0.02843 | 0.02843
29 | DR | D3WDLC2 | TS09 | TS09 | 0.01799 | 0.01799 | 0.01799 | 0.01799 | 0.01799 | 0.01799 | 0.01799 | 0.01799 | 0.01799 | 0.01799 | 0.01799 | 0.01799 | 0.01799 | 0.01799 | 0.01799 | 0.01799 | 0.01799 | 0.01799 | 0.01799 | 0.01799 | 0.01799 | 0.01799 | 0.01799 | 0.01799 | 0.01799 | 0.01799 | 0.01799 | 0.01799 | 0.01799 | 0.01799 | 0.01799
29 | DR | D3WDLC2 | TS10 | TS10 | 0.01596 | 0.01596 | 0.01596 | 0.01596 | 0.01596 | 0.01596 | 0.01596 | 0.01596 | 0.01596 | 0.01596 | 0.01596 | 0.01596 | 0.01596 | 0.01596 | 0.01596 | 0.01596 | 0.01596 | 0.01596 | 0.01596 | 0.01596 | 0.01596 | 0.01596 | 0.01596 | 0.01596 | 0.01596 | 0.01596 | 0.01596 | 0.01596 | 0.01596 | 0.01596 | 0.01596
29 | DR | D3WDLC2 | TS11 | TS11 | 0.10671 | 0.10671 | 0.10671 | 0.10671 | 0.10671 | 0.10671 | 0.10671 | 0.10671 | 0.10671 | 0.10671 | 0.10671 | 0.10671 | 0.10671 | 0.10671 | 0.10671 | 0.10671 | 0.10671 | 0.10671 | 0.10671 | 0.10671 | 0.10671 | 0.10671 | 0.10671 | 0.10671 | 0.10671 | 0.10671 | 0.10671 | 0.10671 | 0.10671 | 0.10671 | 0.10671
29 | DR | D3WDLC2 | TS12 | TS12 | 0.12002 | 0.12002 | 0.12002 | 0.12002 | 0.12002 | 0.12002 | 0.12002 | 0.12002 | 0.12002 | 0.12002 | 0.12002 | 0.12002 | 0.12002 | 0.12002 | 0.12002 | 0.12002 | 0.12002 | 0.12002 | 0.12002 | 0.12002 | 0.12002 | 0.12002 | 0.12002 | 0.12002 | 0.12002 | 0.12002 | 0.12002 | 0.12002 | 0.12002 | 0.12002 | 0.12002
29 | DR | D3WDLC2 | TS13 | TS13 | 0.20628 | 0.20628 | 0.20628 | 0.20628 | 0.20628 | 0.20628 | 0.20628 | 0.20628 | 0.20628 | 0.20628 | 0.20628 | 0.20628 | 0.20628 | 0.20628 | 0.20628 | 0.20628 | 0.20628 | 0.20628 | 0.20628 | 0.20628 | 0.20628 | 0.20628 | 0.20628 | 0.20628 | 0.20628 | 0.20628 | 0.20628 | 0.20628 | 0.20628 | 0.20628 | 0.20628
29 | DR | D3WDLC2 | TS14 | TS14 | 0.19881 | 0.19881 | 0.19881 | 0.19881 | 0.19881 | 0.19881 | 0.19881 | 0.19881 | 0.19881 | 0.19881 | 0.19881 | 0.19881 | 0.19881 | 0.19881 | 0.19881 | 0.19881 | 0.19881 | 0.19881 | 0.19881 | 0.19881 | 0.19881 | 0.19881 | 0.19881 | 0.19881 | 0.19881 | 0.19881 | 0.19881 | 0.19881 | 0.19881 | 0.19881 | 0.19881
29 | DR | D3WDLC2 | TS15 | TS15 | 0.10897 | 0.10897 | 0.10897 | 0.10897 | 0.10897 | 0.10897 | 0.10897 | 0.10897 | 0.10897 | 0.10897 | 0.10897 | 0.10897 | 0.10897 | 0.10897 | 0.10897 | 0.10897 | 0.10897 | 0.10897 | 0.10897 | 0.10897 | 0.10897 | 0.10897 | 0.10897 | 0.10897 | 0.10897 | 0.10897 | 0.10897 | 0.10897 | 0.10897 | 0.10897 | 0.10897
29 | DR | D3WDLC2 | TS16 | TS16 | 0.08354 | 0.08354 | 0.08354 | 0.08354 | 0.08354 | 0.08354 | 0.08354 | 0.08354 | 0.08354 | 0.08354 | 0.08354 | 0.08354 | 0.08354 | 0.08354 | 0.08354 | 0.08354 | 0.08354 | 0.08354 | 0.08354 | 0.08354 | 0.08354 | 0.08354 | 0.08354 | 0.08354 | 0.08354 | 0.08354 | 0.08354 | 0.08354 | 0.08354 | 0.08354 | 0.08354
29 | DR | D3WDLC2 | TS17 | TS17 | 0.09808 | 0.09808 | 0.09808 | 0.09808 | 0.09808 | 0.09808 | 0.09808 | 0.09808 | 0.09808 | 0.09808 | 0.09808 | 0.09808 | 0.09808 | 0.09808 | 0.09808 | 0.09808 | 0.09808 | 0.09808 | 0.09808 | 0.09808 | 0.09808 | 0.09808 | 0.09808 | 0.09808 | 0.09808 | 0.09808 | 0.09808 | 0.09808 | 0.09808 | 0.09808 | 0.09808
29 | DR | D3WDLC2 | TS18 | TS18 | 0.0945 | 0.0945 | 0.0945 | 0.0945 | 0.0945 | 0.0945 | 0.0945 | 0.0945 | 0.0945 | 0.0945 | 0.0945 | 0.0945 | 0.0945 | 0.0945 | 0.0945 | 0.0945 | 0.0945 | 0.0945 | 0.0945 | 0.0945 | 0.0945 | 0.0945 | 0.0945 | 0.0945 | 0.0945 | 0.0945 | 0.0945 | 0.0945 | 0.0945 | 0.0945 | 0.0945
29 | DR | D3WDLC2 | TS19 | TS19 | 0.08173 | 0.08173 | 0.08173 | 0.08173 | 0.08173 | 0.08173 | 0.08173 | 0.08173 | 0.08173 | 0.08173 | 0.08173 | 0.08173 | 0.08173 | 0.08173 | 0.08173 | 0.08173 | 0.08173 | 0.08173 | 0.08173 | 0.08173 | 0.08173 | 0.08173 | 0.08173 | 0.08173 | 0.08173 | 0.08173 | 0.08173 | 0.08173 | 0.08173 | 0.08173 | 0.08173
29 | DR | D3WDLC2 | TS20 | TS20 | 0.09202 | 0.09202 | 0.09202 | 0.09202 | 0.09202 | 0.09202 | 0.09202 | 0.09202 | 0.09202 | 0.09202 | 0.09202 | 0.09202 | 0.09202 | 0.09202 | 0.09202 | 0.09202 | 0.09202 | 0.09202 | 0.09202 | 0.09202 | 0.09202 | 0.09202 | 0.09202 | 0.09202 | 0.09202 | 0.09202 | 0.09202 | 0.09202 | 0.09202 | 0.09202 | 0.09202
29 | DR | D3WDLC2 | TS21 | TS21 | 0.25542 | 0.25542 | 0.25542 | 0.25542 | 0.25542 | 0.25542 | 0.25542 | 0.25542 | 0.25542 | 0.25542 | 0.25542 | 0.25542 | 0.25542 | 0.25542 | 0.25542 | 0.25542 | 0.25542 | 0.25542 | 0.25542 | 0.25542 | 0.25542 | 0.25542 | 0.25542 | 0.25542 | 0.25542 | 0.25542 | 0.25542 | 0.25542 | 0.25542 | 0.25542 | 0.25542
29 | DR | D3WDLC2 | TS22 | TS22 | 0.33101 | 0.33101 | 0.33101 | 0.33101 | 0.33101 | 0.33101 | 0.33101 | 0.33101 | 0.33101 | 0.33101 | 0.33101 | 0.33101 | 0.33101 | 0.33101 | 0.33101 | 0.33101 | 0.33101 | 0.33101 | 0.33101 | 0.33101 | 0.33101 | 0.33101 | 0.33101 | 0.33101 | 0.33101 | 0.33101 | 0.33101 | 0.33101 | 0.33101 | 0.33101 | 0.33101
29 | DR | D3WDLC2 | TS23 | TS23 | 0.45676 | 0.45676 | 0.45676 | 0.45676 | 0.45676 | 0.45676 | 0.45676 | 0.45676 | 0.45676 | 0.45676 | 0.45676 | 0.45676 | 0.45676 | 0.45676 | 0.45676 | 0.45676 | 0.45676 | 0.45676 | 0.45676 | 0.45676 | 0.45676 | 0.45676 | 0.45676 | 0.45676 | 0.45676 | 0.45676 | 0.45676 | 0.45676 | 0.45676 | 0.45676 | 0.45676
29 | DR | D3WDLC2 | TS24 | TS24 | 0.32032 | 0.32032 | 0.32032 | 0.32032 | 0.32032 | 0.32032 | 0.32032 | 0.32032 | 0.32032 | 0.32032 | 0.32032 | 0.32032 | 0.32032 | 0.32032 | 0.32032 | 0.32032 | 0.32032 | 0.32032 | 0.32032 | 0.32032 | 0.32032 | 0.32032 | 0.32032 | 0.32032 | 0.32032 | 0.32032 | 0.32032 | 0.32032 | 0.32032 | 0.32032 | 0.32032
29 | DR | D3WDLC2 | TS25 | TS25 | 0.14059 | 0.14059 | 0.14059 | 0.14059 | 0.14059 | 0.14059 | 0.14059 | 0.14059 | 0.14059 | 0.14059 | 0.14059 | 0.14059 | 0.14059 | 0.14059 | 0.14059 | 0.14059 | 0.14059 | 0.14059 | 0.14059 | 0.14059 | 0.14059 | 0.14059 | 0.14059 | 0.14059 | 0.14059 | 0.14059 | 0.14059 | 0.14059 | 0.14059 | 0.14059 | 0.14059
29 | DR | D3WDLC2 | TS26 | TS26 | 0.10845 | 0.10845 | 0.10845 | 0.10845 | 0.10845 | 0.10845 | 0.10845 | 0.10845 | 0.10845 | 0.10845 | 0.10845 | 0.10845 | 0.10845 | 0.10845 | 0.10845 | 0.10845 | 0.10845 | 0.10845 | 0.10845 | 0.10845 | 0.10845 | 0.10845 | 0.10845 | 0.10845 | 0.10845 | 0.10845 | 0.10845 | 0.10845 | 0.10845 | 0.10845 | 0.10845
29 | DR | D3WDLC2 | TS27 | TS27 | 0.18728 | 0.18728 | 0.18728 | 0.18728 | 0.18728 | 0.18728 | 0.18728 | 0.18728 | 0.18728 | 0.18728 | 0.18728 | 0.18728 | 0.18728 | 0.18728 | 0.18728 | 0.18728 | 0.18728 | 0.18728 | 0.18728 | 0.18728 | 0.18728 | 0.18728 | 0.18728 | 0.18728 | 0.18728 | 0.18728 | 0.18728 | 0.18728 | 0.18728 | 0.18728 | 0.18728
29 | DR | D3WDLC2 | TS28 | TS28 | 0.2004 | 0.2004 | 0.2004 | 0.2004 | 0.2004 | 0.2004 | 0.2004 | 0.2004 | 0.2004 | 0.2004 | 0.2004 | 0.2004 | 0.2004 | 0.2004 | 0.2004 | 0.2004 | 0.2004 | 0.2004 | 0.2004 | 0.2004 | 0.2004 | 0.2004 | 0.2004 | 0.2004 | 0.2004 | 0.2004 | 0.2004 | 0.2004 | 0.2004 | 0.2004 | 0.2004
29 | DR | D3WDLC2 | TS29 | TS29 | 0.17874 | 0.17874 | 0.17874 | 0.17874 | 0.17874 | 0.17874 | 0.17874 | 0.17874 | 0.17874 | 0.17874 | 0.17874 | 0.17874 | 0.17874 | 0.17874 | 0.17874 | 0.17874 | 0.17874 | 0.17874 | 0.17874 | 0.17874 | 0.17874 | 0.17874 | 0.17874 | 0.17874 | 0.17874 | 0.17874 | 0.17874 | 0.17874 | 0.17874 | 0.17874 | 0.17874
29 | DR | D3WDLC2 | TS30 | TS30 | 0.19268 | 0.19268 | 0.19268 | 0.19268 | 0.19268 | 0.19268 | 0.19268 | 0.19268 | 0.19268 | 0.19268 | 0.19268 | 0.19268 | 0.19268 | 0.19268 | 0.19268 | 0.19268 | 0.19268 | 0.19268 | 0.19268 | 0.19268 | 0.19268 | 0.19268 | 0.19268 | 0.19268 | 0.19268 | 0.19268 | 0.19268 | 0.19268 | 0.19268 | 0.19268 | 0.19268
29 | DR | D3WDLC2 | TS31 | TS31 | 0.03956 | 0.03956 | 0.03956 | 0.03956 | 0.03956 | 0.03956 | 0.03956 | 0.03956 | 0.03956 | 0.03956 | 0.03956 | 0.03956 | 0.03956 | 0.03956 | 0.03956 | 0.03956 | 0.03956 | 0.03956 | 0.03956 | 0.03956 | 0.03956 | 0.03956 | 0.03956 | 0.03956 | 0.03956 | 0.03956 | 0.03956 | 0.03956 | 0.03956 | 0.03956 | 0.03956
29 | DR | D3WDLC2 | TS32 | TS32 | 0.0631 | 0.0631 | 0.0631 | 0.0631 | 0.0631 | 0.0631 | 0.0631 | 0.0631 | 0.0631 | 0.0631 | 0.0631 | 0.0631 | 0.0631 | 0.0631 | 0.0631 | 0.0631 | 0.0631 | 0.0631 | 0.0631 | 0.0631 | 0.0631 | 0.0631 | 0.0631 | 0.0631 | 0.0631 | 0.0631 | 0.0631 | 0.0631 | 0.0631 | 0.0631 | 0.0631
29 | DR | D3WDLC2 | TS33 | TS33 | 0.12358 | 0.12358 | 0.12358 | 0.12358 | 0.12358 | 0.12358 | 0.12358 | 0.12358 | 0.12358 | 0.12358 | 0.12358 | 0.12358 | 0.12358 | 0.12358 | 0.12358 | 0.12358 | 0.12358 | 0.12358 | 0.12358 | 0.12358 | 0.12358 | 0.12358 | 0.12358 | 0.12358 | 0.12358 | 0.12358 | 0.12358 | 0.12358 | 0.12358 | 0.12358 | 0.12358
29 | DR | D3WDLC2 | TS34 | TS34 | 0.15192 | 0.15192 | 0.15192 | 0.15192 | 0.15192 | 0.15192 | 0.15192 | 0.15192 | 0.15192 | 0.15192 | 0.15192 | 0.15192 | 0.15192 | 0.15192 | 0.15192 | 0.15192 | 0.15192 | 0.15192 | 0.15192 | 0.15192 | 0.15192 | 0.15192 | 0.15192 | 0.15192 | 0.15192 | 0.15192 | 0.15192 | 0.15192 | 0.15192 | 0.15192 | 0.15192
29 | DR | D3WDLC2 | TS35 | TS35 | 0.13052 | 0.13052 | 0.13052 | 0.13052 | 0.13052 | 0.13052 | 0.13052 | 0.13052 | 0.13052 | 0.13052 | 0.13052 | 0.13052 | 0.13052 | 0.13052 | 0.13052 | 0.13052 | 0.13052 | 0.13052 | 0.13052 | 0.13052 | 0.13052 | 0.13052 | 0.13052 | 0.13052 | 0.13052 | 0.13052 | 0.13052 | 0.13052 | 0.13052 | 0.13052 | 0.13052
29 | DR | D3WDLC2 | TS36 | TS36 | 0.09329 | 0.09329 | 0.09329 | 0.09329 | 0.09329 | 0.09329 | 0.09329 | 0.09329 | 0.09329 | 0.09329 | 0.09329 | 0.09329 | 0.09329 | 0.09329 | 0.09329 | 0.09329 | 0.09329 | 0.09329 | 0.09329 | 0.09329 | 0.09329 | 0.09329 | 0.09329 | 0.09329 | 0.09329 | 0.09329 | 0.09329 | 0.09329 | 0.09329 | 0.09329 | 0.09329
29 | DR | D3WDLC2 | TS37 | TS37 | 0.0407 | 0.0407 | 0.0407 | 0.0407 | 0.0407 | 0.0407 | 0.0407 | 0.0407 | 0.0407 | 0.0407 | 0.0407 | 0.0407 | 0.0407 | 0.0407 | 0.0407 | 0.0407 | 0.0407 | 0.0407 | 0.0407 | 0.0407 | 0.0407 | 0.0407 | 0.0407 | 0.0407 | 0.0407 | 0.0407 | 0.0407 | 0.0407 | 0.0407 | 0.0407 | 0.0407
29 | DR | D3WDLC2 | TS38 | TS38 | 0.02911 | 0.02911 | 0.02911 | 0.02911 | 0.02911 | 0.02911 | 0.02911 | 0.02911 | 0.02911 | 0.02911 | 0.02911 | 0.02911 | 0.02911 | 0.02911 | 0.02911 | 0.02911 | 0.02911 | 0.02911 | 0.02911 | 0.02911 | 0.02911 | 0.02911 | 0.02911 | 0.02911 | 0.02911 | 0.02911 | 0.02911 | 0.02911 | 0.02911 | 0.02911 | 0.02911
29 | DR | D3WDLC2 | TS39 | TS39 | 0.02637 | 0.02637 | 0.02637 | 0.02637 | 0.02637 | 0.02637 | 0.02637 | 0.02637 | 0.02637 | 0.02637 | 0.02637 | 0.02637 | 0.02637 | 0.02637 | 0.02637 | 0.02637 | 0.02637 | 0.02637 | 0.02637 | 0.02637 | 0.02637 | 0.02637 | 0.02637 | 0.02637 | 0.02637 | 0.02637 | 0.02637 | 0.02637 | 0.02637 | 0.02637 | 0.02637
29 | DR | D3WDLC2 | TS40 | TS40 | 0.02707 | 0.02707 | 0.02707 | 0.02707 | 0.02707 | 0.02707 | 0.02707 | 0.02707 | 0.02707 | 0.02707 | 0.02707 | 0.02707 | 0.02707 | 0.02707 | 0.02707 | 0.02707 | 0.02707 | 0.02707 | 0.02707 | 0.02707 | 0.02707 | 0.02707 | 0.02707 | 0.02707 | 0.02707 | 0.02707 | 0.02707 | 0.02707 | 0.02707 | 0.02707 | 0.02707
30 | DR | D3WDLC1 |  | [DRC,D3WDLC1,*,*] : | 2020 | 2021 | 2022 | 2023 | 2024 | 2025 | 2026 | 2027 | 2028 | 2029 | 2030 | 2031 | 2032 | 2033 | 2034 | 2035 | 2036 | 2037 | 2038 | 2039 | 2040 | 2041 | 2042 | 2043 | 2044 | 2045 | 2046 | 2047 | 2048 | 2049 | 2050 :=
30 | DR | D3WDLC1 | TS01 | TS01 | 0.02733 | 0.02733 | 0.02733 | 0.02733 | 0.02733 | 0.02733 | 0.02733 | 0.02733 | 0.02733 | 0.02733 | 0.02733 | 0.02733 | 0.02733 | 0.02733 | 0.02733 | 0.02733 | 0.02733 | 0.02733 | 0.02733 | 0.02733 | 0.02733 | 0.02733 | 0.02733 | 0.02733 | 0.02733 | 0.02733 | 0.02733 | 0.02733 | 0.02733 | 0.02733 | 0.02733
30 | DR | D3WDLC1 | TS02 | TS02 | 0.03022 | 0.03022 | 0.03022 | 0.03022 | 0.03022 | 0.03022 | 0.03022 | 0.03022 | 0.03022 | 0.03022 | 0.03022 | 0.03022 | 0.03022 | 0.03022 | 0.03022 | 0.03022 | 0.03022 | 0.03022 | 0.03022 | 0.03022 | 0.03022 | 0.03022 | 0.03022 | 0.03022 | 0.03022 | 0.03022 | 0.03022 | 0.03022 | 0.03022 | 0.03022 | 0.03022
30 | DR | D3WDLC1 | TS03 | TS03 | 0.03823 | 0.03823 | 0.03823 | 0.03823 | 0.03823 | 0.03823 | 0.03823 | 0.03823 | 0.03823 | 0.03823 | 0.03823 | 0.03823 | 0.03823 | 0.03823 | 0.03823 | 0.03823 | 0.03823 | 0.03823 | 0.03823 | 0.03823 | 0.03823 | 0.03823 | 0.03823 | 0.03823 | 0.03823 | 0.03823 | 0.03823 | 0.03823 | 0.03823 | 0.03823 | 0.03823
30 | DR | D3WDLC1 | TS04 | TS04 | 0.11048 | 0.11048 | 0.11048 | 0.11048 | 0.11048 | 0.11048 | 0.11048 | 0.11048 | 0.11048 | 0.11048 | 0.11048 | 0.11048 | 0.11048 | 0.11048 | 0.11048 | 0.11048 | 0.11048 | 0.11048 | 0.11048 | 0.11048 | 0.11048 | 0.11048 | 0.11048 | 0.11048 | 0.11048 | 0.11048 | 0.11048 | 0.11048 | 0.11048 | 0.11048 | 0.11048
30 | DR | D3WDLC1 | TS05 | TS05 | 0.17242 | 0.17242 | 0.17242 | 0.17242 | 0.17242 | 0.17242 | 0.17242 | 0.17242 | 0.17242 | 0.17242 | 0.17242 | 0.17242 | 0.17242 | 0.17242 | 0.17242 | 0.17242 | 0.17242 | 0.17242 | 0.17242 | 0.17242 | 0.17242 | 0.17242 | 0.17242 | 0.17242 | 0.17242 | 0.17242 | 0.17242 | 0.17242 | 0.17242 | 0.17242 | 0.17242
30 | DR | D3WDLC1 | TS06 | TS06 | 0.1143 | 0.1143 | 0.1143 | 0.1143 | 0.1143 | 0.1143 | 0.1143 | 0.1143 | 0.1143 | 0.1143 | 0.1143 | 0.1143 | 0.1143 | 0.1143 | 0.1143 | 0.1143 | 0.1143 | 0.1143 | 0.1143 | 0.1143 | 0.1143 | 0.1143 | 0.1143 | 0.1143 | 0.1143 | 0.1143 | 0.1143 | 0.1143 | 0.1143 | 0.1143 | 0.1143
30 | DR | D3WDLC1 | TS07 | TS07 | 0.04255 | 0.04255 | 0.04255 | 0.04255 | 0.04255 | 0.04255 | 0.04255 | 0.04255 | 0.04255 | 0.04255 | 0.04255 | 0.04255 | 0.04255 | 0.04255 | 0.04255 | 0.04255 | 0.04255 | 0.04255 | 0.04255 | 0.04255 | 0.04255 | 0.04255 | 0.04255 | 0.04255 | 0.04255 | 0.04255 | 0.04255 | 0.04255 | 0.04255 | 0.04255 | 0.04255
30 | DR | D3WDLC1 | TS08 | TS08 | 0.03983 | 0.03983 | 0.03983 | 0.03983 | 0.03983 | 0.03983 | 0.03983 | 0.03983 | 0.03983 | 0.03983 | 0.03983 | 0.03983 | 0.03983 | 0.03983 | 0.03983 | 0.03983 | 0.03983 | 0.03983 | 0.03983 | 0.03983 | 0.03983 | 0.03983 | 0.03983 | 0.03983 | 0.03983 | 0.03983 | 0.03983 | 0.03983 | 0.03983 | 0.03983 | 0.03983
30 | DR | D3WDLC1 | TS09 | TS09 | 0.0277 | 0.0277 | 0.0277 | 0.0277 | 0.0277 | 0.0277 | 0.0277 | 0.0277 | 0.0277 | 0.0277 | 0.0277 | 0.0277 | 0.0277 | 0.0277 | 0.0277 | 0.0277 | 0.0277 | 0.0277 | 0.0277 | 0.0277 | 0.0277 | 0.0277 | 0.0277 | 0.0277 | 0.0277 | 0.0277 | 0.0277 | 0.0277 | 0.0277 | 0.0277 | 0.0277
30 | DR | D3WDLC1 | TS10 | TS10 | 0.02604 | 0.02604 | 0.02604 | 0.02604 | 0.02604 | 0.02604 | 0.02604 | 0.02604 | 0.02604 | 0.02604 | 0.02604 | 0.02604 | 0.02604 | 0.02604 | 0.02604 | 0.02604 | 0.02604 | 0.02604 | 0.02604 | 0.02604 | 0.02604 | 0.02604 | 0.02604 | 0.02604 | 0.02604 | 0.02604 | 0.02604 | 0.02604 | 0.02604 | 0.02604 | 0.02604
30 | DR | D3WDLC1 | TS11 | TS11 | 0.03778 | 0.03778 | 0.03778 | 0.03778 | 0.03778 | 0.03778 | 0.03778 | 0.03778 | 0.03778 | 0.03778 | 0.03778 | 0.03778 | 0.03778 | 0.03778 | 0.03778 | 0.03778 | 0.03778 | 0.03778 | 0.03778 | 0.03778 | 0.03778 | 0.03778 | 0.03778 | 0.03778 | 0.03778 | 0.03778 | 0.03778 | 0.03778 | 0.03778 | 0.03778 | 0.03778
30 | DR | D3WDLC1 | TS12 | TS12 | 0.0376 | 0.0376 | 0.0376 | 0.0376 | 0.0376 | 0.0376 | 0.0376 | 0.0376 | 0.0376 | 0.0376 | 0.0376 | 0.0376 | 0.0376 | 0.0376 | 0.0376 | 0.0376 | 0.0376 | 0.0376 | 0.0376 | 0.0376 | 0.0376 | 0.0376 | 0.0376 | 0.0376 | 0.0376 | 0.0376 | 0.0376 | 0.0376 | 0.0376 | 0.0376 | 0.0376
30 | DR | D3WDLC1 | TS13 | TS13 | 0.04088 | 0.04088 | 0.04088 | 0.04088 | 0.04088 | 0.04088 | 0.04088 | 0.04088 | 0.04088 | 0.04088 | 0.04088 | 0.04088 | 0.04088 | 0.04088 | 0.04088 | 0.04088 | 0.04088 | 0.04088 | 0.04088 | 0.04088 | 0.04088 | 0.04088 | 0.04088 | 0.04088 | 0.04088 | 0.04088 | 0.04088 | 0.04088 | 0.04088 | 0.04088 | 0.04088
30 | DR | D3WDLC1 | TS14 | TS14 | 0.12172 | 0.12172 | 0.12172 | 0.12172 | 0.12172 | 0.12172 | 0.12172 | 0.12172 | 0.12172 | 0.12172 | 0.12172 | 0.12172 | 0.12172 | 0.12172 | 0.12172 | 0.12172 | 0.12172 | 0.12172 | 0.12172 | 0.12172 | 0.12172 | 0.12172 | 0.12172 | 0.12172 | 0.12172 | 0.12172 | 0.12172 | 0.12172 | 0.12172 | 0.12172 | 0.12172
30 | DR | D3WDLC1 | TS15 | TS15 | 0.16859 | 0.16859 | 0.16859 | 0.16859 | 0.16859 | 0.16859 | 0.16859 | 0.16859 | 0.16859 | 0.16859 | 0.16859 | 0.16859 | 0.16859 | 0.16859 | 0.16859 | 0.16859 | 0.16859 | 0.16859 | 0.16859 | 0.16859 | 0.16859 | 0.16859 | 0.16859 | 0.16859 | 0.16859 | 0.16859 | 0.16859 | 0.16859 | 0.16859 | 0.16859 | 0.16859
30 | DR | D3WDLC1 | TS16 | TS16 | 0.13818 | 0.13818 | 0.13818 | 0.13818 | 0.13818 | 0.13818 | 0.13818 | 0.13818 | 0.13818 | 0.13818 | 0.13818 | 0.13818 | 0.13818 | 0.13818 | 0.13818 | 0.13818 | 0.13818 | 0.13818 | 0.13818 | 0.13818 | 0.13818 | 0.13818 | 0.13818 | 0.13818 | 0.13818 | 0.13818 | 0.13818 | 0.13818 | 0.13818 | 0.13818 | 0.13818
30 | DR | D3WDLC1 | TS17 | TS17 | 0.07068 | 0.07068 | 0.07068 | 0.07068 | 0.07068 | 0.07068 | 0.07068 | 0.07068 | 0.07068 | 0.07068 | 0.07068 | 0.07068 | 0.07068 | 0.07068 | 0.07068 | 0.07068 | 0.07068 | 0.07068 | 0.07068 | 0.07068 | 0.07068 | 0.07068 | 0.07068 | 0.07068 | 0.07068 | 0.07068 | 0.07068 | 0.07068 | 0.07068 | 0.07068 | 0.07068
30 | DR | D3WDLC1 | TS18 | TS18 | 0.04669 | 0.04669 | 0.04669 | 0.04669 | 0.04669 | 0.04669 | 0.04669 | 0.04669 | 0.04669 | 0.04669 | 0.04669 | 0.04669 | 0.04669 | 0.04669 | 0.04669 | 0.04669 | 0.04669 | 0.04669 | 0.04669 | 0.04669 | 0.04669 | 0.04669 | 0.04669 | 0.04669 | 0.04669 | 0.04669 | 0.04669 | 0.04669 | 0.04669 | 0.04669 | 0.04669
30 | DR | D3WDLC1 | TS19 | TS19 | 0.04703 | 0.04703 | 0.04703 | 0.04703 | 0.04703 | 0.04703 | 0.04703 | 0.04703 | 0.04703 | 0.04703 | 0.04703 | 0.04703 | 0.04703 | 0.04703 | 0.04703 | 0.04703 | 0.04703 | 0.04703 | 0.04703 | 0.04703 | 0.04703 | 0.04703 | 0.04703 | 0.04703 | 0.04703 | 0.04703 | 0.04703 | 0.04703 | 0.04703 | 0.04703 | 0.04703
30 | DR | D3WDLC1 | TS20 | TS20 | 0.04947 | 0.04947 | 0.04947 | 0.04947 | 0.04947 | 0.04947 | 0.04947 | 0.04947 | 0.04947 | 0.04947 | 0.04947 | 0.04947 | 0.04947 | 0.04947 | 0.04947 | 0.04947 | 0.04947 | 0.04947 | 0.04947 | 0.04947 | 0.04947 | 0.04947 | 0.04947 | 0.04947 | 0.04947 | 0.04947 | 0.04947 | 0.04947 | 0.04947 | 0.04947 | 0.04947
30 | DR | D3WDLC1 | TS21 | TS21 | 0.19238 | 0.19238 | 0.19238 | 0.19238 | 0.19238 | 0.19238 | 0.19238 | 0.19238 | 0.19238 | 0.19238 | 0.19238 | 0.19238 | 0.19238 | 0.19238 | 0.19238 | 0.19238 | 0.19238 | 0.19238 | 0.19238 | 0.19238 | 0.19238 | 0.19238 | 0.19238 | 0.19238 | 0.19238 | 0.19238 | 0.19238 | 0.19238 | 0.19238 | 0.19238 | 0.19238
30 | DR | D3WDLC1 | TS22 | TS22 | 0.10878 | 0.10878 | 0.10878 | 0.10878 | 0.10878 | 0.10878 | 0.10878 | 0.10878 | 0.10878 | 0.10878 | 0.10878 | 0.10878 | 0.10878 | 0.10878 | 0.10878 | 0.10878 | 0.10878 | 0.10878 | 0.10878 | 0.10878 | 0.10878 | 0.10878 | 0.10878 | 0.10878 | 0.10878 | 0.10878 | 0.10878 | 0.10878 | 0.10878 | 0.10878 | 0.10878
30 | DR | D3WDLC1 | TS23 | TS23 | 0.10246 | 0.10246 | 0.10246 | 0.10246 | 0.10246 | 0.10246 | 0.10246 | 0.10246 | 0.10246 | 0.10246 | 0.10246 | 0.10246 | 0.10246 | 0.10246 | 0.10246 | 0.10246 | 0.10246 | 0.10246 | 0.10246 | 0.10246 | 0.10246 | 0.10246 | 0.10246 | 0.10246 | 0.10246 | 0.10246 | 0.10246 | 0.10246 | 0.10246 | 0.10246 | 0.10246
30 | DR | D3WDLC1 | TS24 | TS24 | 0.28002 | 0.28002 | 0.28002 | 0.28002 | 0.28002 | 0.28002 | 0.28002 | 0.28002 | 0.28002 | 0.28002 | 0.28002 | 0.28002 | 0.28002 | 0.28002 | 0.28002 | 0.28002 | 0.28002 | 0.28002 | 0.28002 | 0.28002 | 0.28002 | 0.28002 | 0.28002 | 0.28002 | 0.28002 | 0.28002 | 0.28002 | 0.28002 | 0.28002 | 0.28002 | 0.28002
30 | DR | D3WDLC1 | TS25 | TS25 | 0.23209 | 0.23209 | 0.23209 | 0.23209 | 0.23209 | 0.23209 | 0.23209 | 0.23209 | 0.23209 | 0.23209 | 0.23209 | 0.23209 | 0.23209 | 0.23209 | 0.23209 | 0.23209 | 0.23209 | 0.23209 | 0.23209 | 0.23209 | 0.23209 | 0.23209 | 0.23209 | 0.23209 | 0.23209 | 0.23209 | 0.23209 | 0.23209 | 0.23209 | 0.23209 | 0.23209
30 | DR | D3WDLC1 | TS26 | TS26 | 0.10524 | 0.10524 | 0.10524 | 0.10524 | 0.10524 | 0.10524 | 0.10524 | 0.10524 | 0.10524 | 0.10524 | 0.10524 | 0.10524 | 0.10524 | 0.10524 | 0.10524 | 0.10524 | 0.10524 | 0.10524 | 0.10524 | 0.10524 | 0.10524 | 0.10524 | 0.10524 | 0.10524 | 0.10524 | 0.10524 | 0.10524 | 0.10524 | 0.10524 | 0.10524 | 0.10524
30 | DR | D3WDLC1 | TS27 | TS27 | 0.11395 | 0.11395 | 0.11395 | 0.11395 | 0.11395 | 0.11395 | 0.11395 | 0.11395 | 0.11395 | 0.11395 | 0.11395 | 0.11395 | 0.11395 | 0.11395 | 0.11395 | 0.11395 | 0.11395 | 0.11395 | 0.11395 | 0.11395 | 0.11395 | 0.11395 | 0.11395 | 0.11395 | 0.11395 | 0.11395 | 0.11395 | 0.11395 | 0.11395 | 0.11395 | 0.11395
30 | DR | D3WDLC1 | TS28 | TS28 | 0.12426 | 0.12426 | 0.12426 | 0.12426 | 0.12426 | 0.12426 | 0.12426 | 0.12426 | 0.12426 | 0.12426 | 0.12426 | 0.12426 | 0.12426 | 0.12426 | 0.12426 | 0.12426 | 0.12426 | 0.12426 | 0.12426 | 0.12426 | 0.12426 | 0.12426 | 0.12426 | 0.12426 | 0.12426 | 0.12426 | 0.12426 | 0.12426 | 0.12426 | 0.12426 | 0.12426
30 | DR | D3WDLC1 | TS29 | TS29 | 0.17613 | 0.17613 | 0.17613 | 0.17613 | 0.17613 | 0.17613 | 0.17613 | 0.17613 | 0.17613 | 0.17613 | 0.17613 | 0.17613 | 0.17613 | 0.17613 | 0.17613 | 0.17613 | 0.17613 | 0.17613 | 0.17613 | 0.17613 | 0.17613 | 0.17613 | 0.17613 | 0.17613 | 0.17613 | 0.17613 | 0.17613 | 0.17613 | 0.17613 | 0.17613 | 0.17613
30 | DR | D3WDLC1 | TS30 | TS30 | 0.25503 | 0.25503 | 0.25503 | 0.25503 | 0.25503 | 0.25503 | 0.25503 | 0.25503 | 0.25503 | 0.25503 | 0.25503 | 0.25503 | 0.25503 | 0.25503 | 0.25503 | 0.25503 | 0.25503 | 0.25503 | 0.25503 | 0.25503 | 0.25503 | 0.25503 | 0.25503 | 0.25503 | 0.25503 | 0.25503 | 0.25503 | 0.25503 | 0.25503 | 0.25503 | 0.25503
30 | DR | D3WDLC1 | TS31 | TS31 | 0.09093 | 0.09093 | 0.09093 | 0.09093 | 0.09093 | 0.09093 | 0.09093 | 0.09093 | 0.09093 | 0.09093 | 0.09093 | 0.09093 | 0.09093 | 0.09093 | 0.09093 | 0.09093 | 0.09093 | 0.09093 | 0.09093 | 0.09093 | 0.09093 | 0.09093 | 0.09093 | 0.09093 | 0.09093 | 0.09093 | 0.09093 | 0.09093 | 0.09093 | 0.09093 | 0.09093
30 | DR | D3WDLC1 | TS32 | TS32 | 0.07285 | 0.07285 | 0.07285 | 0.07285 | 0.07285 | 0.07285 | 0.07285 | 0.07285 | 0.07285 | 0.07285 | 0.07285 | 0.07285 | 0.07285 | 0.07285 | 0.07285 | 0.07285 | 0.07285 | 0.07285 | 0.07285 | 0.07285 | 0.07285 | 0.07285 | 0.07285 | 0.07285 | 0.07285 | 0.07285 | 0.07285 | 0.07285 | 0.07285 | 0.07285 | 0.07285
30 | DR | D3WDLC1 | TS33 | TS33 | 0.10173 | 0.10173 | 0.10173 | 0.10173 | 0.10173 | 0.10173 | 0.10173 | 0.10173 | 0.10173 | 0.10173 | 0.10173 | 0.10173 | 0.10173 | 0.10173 | 0.10173 | 0.10173 | 0.10173 | 0.10173 | 0.10173 | 0.10173 | 0.10173 | 0.10173 | 0.10173 | 0.10173 | 0.10173 | 0.10173 | 0.10173 | 0.10173 | 0.10173 | 0.10173 | 0.10173
30 | DR | D3WDLC1 | TS34 | TS34 | 0.18252 | 0.18252 | 0.18252 | 0.18252 | 0.18252 | 0.18252 | 0.18252 | 0.18252 | 0.18252 | 0.18252 | 0.18252 | 0.18252 | 0.18252 | 0.18252 | 0.18252 | 0.18252 | 0.18252 | 0.18252 | 0.18252 | 0.18252 | 0.18252 | 0.18252 | 0.18252 | 0.18252 | 0.18252 | 0.18252 | 0.18252 | 0.18252 | 0.18252 | 0.18252 | 0.18252
30 | DR | D3WDLC1 | TS35 | TS35 | 0.16467 | 0.16467 | 0.16467 | 0.16467 | 0.16467 | 0.16467 | 0.16467 | 0.16467 | 0.16467 | 0.16467 | 0.16467 | 0.16467 | 0.16467 | 0.16467 | 0.16467 | 0.16467 | 0.16467 | 0.16467 | 0.16467 | 0.16467 | 0.16467 | 0.16467 | 0.16467 | 0.16467 | 0.16467 | 0.16467 | 0.16467 | 0.16467 | 0.16467 | 0.16467 | 0.16467
30 | DR | D3WDLC1 | TS36 | TS36 | 0.15161 | 0.15161 | 0.15161 | 0.15161 | 0.15161 | 0.15161 | 0.15161 | 0.15161 | 0.15161 | 0.15161 | 0.15161 | 0.15161 | 0.15161 | 0.15161 | 0.15161 | 0.15161 | 0.15161 | 0.15161 | 0.15161 | 0.15161 | 0.15161 | 0.15161 | 0.15161 | 0.15161 | 0.15161 | 0.15161 | 0.15161 | 0.15161 | 0.15161 | 0.15161 | 0.15161
30 | DR | D3WDLC1 | TS37 | TS37 | 0.04383 | 0.04383 | 0.04383 | 0.04383 | 0.04383 | 0.04383 | 0.04383 | 0.04383 | 0.04383 | 0.04383 | 0.04383 | 0.04383 | 0.04383 | 0.04383 | 0.04383 | 0.04383 | 0.04383 | 0.04383 | 0.04383 | 0.04383 | 0.04383 | 0.04383 | 0.04383 | 0.04383 | 0.04383 | 0.04383 | 0.04383 | 0.04383 | 0.04383 | 0.04383 | 0.04383
30 | DR | D3WDLC1 | TS38 | TS38 | 0.06006 | 0.06006 | 0.06006 | 0.06006 | 0.06006 | 0.06006 | 0.06006 | 0.06006 | 0.06006 | 0.06006 | 0.06006 | 0.06006 | 0.06006 | 0.06006 | 0.06006 | 0.06006 | 0.06006 | 0.06006 | 0.06006 | 0.06006 | 0.06006 | 0.06006 | 0.06006 | 0.06006 | 0.06006 | 0.06006 | 0.06006 | 0.06006 | 0.06006 | 0.06006 | 0.06006
30 | DR | D3WDLC1 | TS39 | TS39 | 0.08531 | 0.08531 | 0.08531 | 0.08531 | 0.08531 | 0.08531 | 0.08531 | 0.08531 | 0.08531 | 0.08531 | 0.08531 | 0.08531 | 0.08531 | 0.08531 | 0.08531 | 0.08531 | 0.08531 | 0.08531 | 0.08531 | 0.08531 | 0.08531 | 0.08531 | 0.08531 | 0.08531 | 0.08531 | 0.08531 | 0.08531 | 0.08531 | 0.08531 | 0.08531 | 0.08531
30 | DR | D3WDLC1 | TS40 | TS40 | 0.10429 | 0.10429 | 0.10429 | 0.10429 | 0.10429 | 0.10429 | 0.10429 | 0.10429 | 0.10429 | 0.10429 | 0.10429 | 0.10429 | 0.10429 | 0.10429 | 0.10429 | 0.10429 | 0.10429 | 0.10429 | 0.10429 | 0.10429 | 0.10429 | 0.10429 | 0.10429 | 0.10429 | 0.10429 | 0.10429 | 0.10429 | 0.10429 | 0.10429 | 0.10429 | 0.10429
31 | DR | D3WDLDUM1 |  | [DRC,D3WDLDUM1,*,*] : | 2020 | 2021 | 2022 | 2023 | 2024 | 2025 | 2026 | 2027 | 2028 | 2029 | 2030 | 2031 | 2032 | 2033 | 2034 | 2035 | 2036 | 2037 | 2038 | 2039 | 2040 | 2041 | 2042 | 2043 | 2044 | 2045 | 2046 | 2047 | 2048 | 2049 | 2050 :=
31 | DR | D3WDLDUM1 | TS01 | TS01 | 0 | 0 | 0 | 0 | 0 | 0 | 0 | 0 | 0 | 0 | 0 | 0 | 0 | 0 | 0 | 0 | 0 | 0 | 0 | 0 | 0 | 0 | 0 | 0 | 0 | 0 | 0 | 0 | 0 | 0 | 0
31 | DR | D3WDLDUM1 | TS02 | TS02 | 0 | 0 | 0 | 0 | 0 | 0 | 0 | 0 | 0 | 0 | 0 | 0 | 0 | 0 | 0 | 0 | 0 | 0 | 0 | 0 | 0 | 0 | 0 | 0 | 0 | 0 | 0 | 0 | 0 | 0 | 0
31 | DR | D3WDLDUM1 | TS03 | TS03 | 0 | 0 | 0 | 0 | 0 | 0 | 0 | 0 | 0 | 0 | 0 | 0 | 0 | 0 | 0 | 0 | 0 | 0 | 0 | 0 | 0 | 0 | 0 | 0 | 0 | 0 | 0 | 0 | 0 | 0 | 0
31 | DR | D3WDLDUM1 | TS04 | TS04 | 0 | 0 | 0 | 0 | 0 | 0 | 0 | 0 | 0 | 0 | 0 | 0 | 0 | 0 | 0 | 0 | 0 | 0 | 0 | 0 | 0 | 0 | 0 | 0 | 0 | 0 | 0 | 0 | 0 | 0 | 0
31 | DR | D3WDLDUM1 | TS05 | TS05 | 0 | 0 | 0 | 0 | 0 | 0 | 0 | 0 | 0 | 0 | 0 | 0 | 0 | 0 | 0 | 0 | 0 | 0 | 0 | 0 | 0 | 0 | 0 | 0 | 0 | 0 | 0 | 0 | 0 | 0 | 0
31 | DR | D3WDLDUM1 | TS06 | TS06 | 0 | 0 | 0 | 0 | 0 | 0 | 0 | 0 | 0 | 0 | 0 | 0 | 0 | 0 | 0 | 0 | 0 | 0 | 0 | 0 | 0 | 0 | 0 | 0 | 0 | 0 | 0 | 0 | 0 | 0 | 0
31 | DR | D3WDLDUM1 | TS07 | TS07 | 0 | 0 | 0 | 0 | 0 | 0 | 0 | 0 | 0 | 0 | 0 | 0 | 0 | 0 | 0 | 0 | 0 | 0 | 0 | 0 | 0 | 0 | 0 | 0 | 0 | 0 | 0 | 0 | 0 | 0 | 0
31 | DR | D3WDLDUM1 | TS08 | TS08 | 0 | 0 | 0 | 0 | 0 | 0 | 0 | 0 | 0 | 0 | 0 | 0 | 0 | 0 | 0 | 0 | 0 | 0 | 0 | 0 | 0 | 0 | 0 | 0 | 0 | 0 | 0 | 0 | 0 | 0 | 0
31 | DR | D3WDLDUM1 | TS09 | TS09 | 0 | 0 | 0 | 0 | 0 | 0 | 0 | 0 | 0 | 0 | 0 | 0 | 0 | 0 | 0 | 0 | 0 | 0 | 0 | 0 | 0 | 0 | 0 | 0 | 0 | 0 | 0 | 0 | 0 | 0 | 0
31 | DR | D3WDLDUM1 | TS10 | TS10 | 0 | 0 | 0 | 0 | 0 | 0 | 0 | 0 | 0 | 0 | 0 | 0 | 0 | 0 | 0 | 0 | 0 | 0 | 0 | 0 | 0 | 0 | 0 | 0 | 0 | 0 | 0 | 0 | 0 | 0 | 0
31 | DR | D3WDLDUM1 | TS11 | TS11 | 0 | 0 | 0 | 0 | 0 | 0 | 0 | 0 | 0 | 0 | 0 | 0 | 0 | 0 | 0 | 0 | 0 | 0 | 0 | 0 | 0 | 0 | 0 | 0 | 0 | 0 | 0 | 0 | 0 | 0 | 0
31 | DR | D3WDLDUM1 | TS12 | TS12 | 0 | 0 | 0 | 0 | 0 | 0 | 0 | 0 | 0 | 0 | 0 | 0 | 0 | 0 | 0 | 0 | 0 | 0 | 0 | 0 | 0 | 0 | 0 | 0 | 0 | 0 | 0 | 0 | 0 | 0 | 0
31 | DR | D3WDLDUM1 | TS13 | TS13 | 0 | 0 | 0 | 0 | 0 | 0 | 0 | 0 | 0 | 0 | 0 | 0 | 0 | 0 | 0 | 0 | 0 | 0 | 0 | 0 | 0 | 0 | 0 | 0 | 0 | 0 | 0 | 0 | 0 | 0 | 0
31 | DR | D3WDLDUM1 | TS14 | TS14 | 0 | 0 | 0 | 0 | 0 | 0 | 0 | 0 | 0 | 0 | 0 | 0 | 0 | 0 | 0 | 0 | 0 | 0 | 0 | 0 | 0 | 0 | 0 | 0 | 0 | 0 | 0 | 0 | 0 | 0 | 0
31 | DR | D3WDLDUM1 | TS15 | TS15 | 0 | 0 | 0 | 0 | 0 | 0 | 0 | 0 | 0 | 0 | 0 | 0 | 0 | 0 | 0 | 0 | 0 | 0 | 0 | 0 | 0 | 0 | 0 | 0 | 0 | 0 | 0 | 0 | 0 | 0 | 0
31 | DR | D3WDLDUM1 | TS16 | TS16 | 0 | 0 | 0 | 0 | 0 | 0 | 0 | 0 | 0 | 0 | 0 | 0 | 0 | 0 | 0 | 0 | 0 | 0 | 0 | 0 | 0 | 0 | 0 | 0 | 0 | 0 | 0 | 0 | 0 | 0 | 0
31 | DR | D3WDLDUM1 | TS17 | TS17 | 0 | 0 | 0 | 0 | 0 | 0 | 0 | 0 | 0 | 0 | 0 | 0 | 0 | 0 | 0 | 0 | 0 | 0 | 0 | 0 | 0 | 0 | 0 | 0 | 0 | 0 | 0 | 0 | 0 | 0 | 0
31 | DR | D3WDLDUM1 | TS18 | TS18 | 0 | 0 | 0 | 0 | 0 | 0 | 0 | 0 | 0 | 0 | 0 | 0 | 0 | 0 | 0 | 0 | 0 | 0 | 0 | 0 | 0 | 0 | 0 | 0 | 0 | 0 | 0 | 0 | 0 | 0 | 0
31 | DR | D3WDLDUM1 | TS19 | TS19 | 0 | 0 | 0 | 0 | 0 | 0 | 0 | 0 | 0 | 0 | 0 | 0 | 0 | 0 | 0 | 0 | 0 | 0 | 0 | 0 | 0 | 0 | 0 | 0 | 0 | 0 | 0 | 0 | 0 | 0 | 0
31 | DR | D3WDLDUM1 | TS20 | TS20 | 0 | 0 | 0 | 0 | 0 | 0 | 0 | 0 | 0 | 0 | 0 | 0 | 0 | 0 | 0 | 0 | 0 | 0 | 0 | 0 | 0 | 0 | 0 | 0 | 0 | 0 | 0 | 0 | 0 | 0 | 0
31 | DR | D3WDLDUM1 | TS21 | TS21 | 0 | 0 | 0 | 0 | 0 | 0 | 0 | 0 | 0 | 0 | 0 | 0 | 0 | 0 | 0 | 0 | 0 | 0 | 0 | 0 | 0 | 0 | 0 | 0 | 0 | 0 | 0 | 0 | 0 | 0 | 0
31 | DR | D3WDLDUM1 | TS22 | TS22 | 0 | 0 | 0 | 0 | 0 | 0 | 0 | 0 | 0 | 0 | 0 | 0 | 0 | 0 | 0 | 0 | 0 | 0 | 0 | 0 | 0 | 0 | 0 | 0 | 0 | 0 | 0 | 0 | 0 | 0 | 0
31 | DR | D3WDLDUM1 | TS23 | TS23 | 0 | 0 | 0 | 0 | 0 | 0 | 0 | 0 | 0 | 0 | 0 | 0 | 0 | 0 | 0 | 0 | 0 | 0 | 0 | 0 | 0 | 0 | 0 | 0 | 0 | 0 | 0 | 0 | 0 | 0 | 0
31 | DR | D3WDLDUM1 | TS24 | TS24 | 0 | 0 | 0 | 0 | 0 | 0 | 0 | 0 | 0 | 0 | 0 | 0 | 0 | 0 | 0 | 0 | 0 | 0 | 0 | 0 | 0 | 0 | 0 | 0 | 0 | 0 | 0 | 0 | 0 | 0 | 0
31 | DR | D3WDLDUM1 | TS25 | TS25 | 0 | 0 | 0 | 0 | 0 | 0 | 0 | 0 | 0 | 0 | 0 | 0 | 0 | 0 | 0 | 0 | 0 | 0 | 0 | 0 | 0 | 0 | 0 | 0 | 0 | 0 | 0 | 0 | 0 | 0 | 0
31 | DR | D3WDLDUM1 | TS26 | TS26 | 0 | 0 | 0 | 0 | 0 | 0 | 0 | 0 | 0 | 0 | 0 | 0 | 0 | 0 | 0 | 0 | 0 | 0 | 0 | 0 | 0 | 0 | 0 | 0 | 0 | 0 | 0 | 0 | 0 | 0 | 0
31 | DR | D3WDLDUM1 | TS27 | TS27 | 0 | 0 | 0 | 0 | 0 | 0 | 0 | 0 | 0 | 0 | 0 | 0 | 0 | 0 | 0 | 0 | 0 | 0 | 0 | 0 | 0 | 0 | 0 | 0 | 0 | 0 | 0 | 0 | 0 | 0 | 0
31 | DR | D3WDLDUM1 | TS28 | TS28 | 0 | 0 | 0 | 0 | 0 | 0 | 0 | 0 | 0 | 0 | 0 | 0 | 0 | 0 | 0 | 0 | 0 | 0 | 0 | 0 | 0 | 0 | 0 | 0 | 0 | 0 | 0 | 0 | 0 | 0 | 0
31 | DR | D3WDLDUM1 | TS29 | TS29 | 0 | 0 | 0 | 0 | 0 | 0 | 0 | 0 | 0 | 0 | 0 | 0 | 0 | 0 | 0 | 0 | 0 | 0 | 0 | 0 | 0 | 0 | 0 | 0 | 0 | 0 | 0 | 0 | 0 | 0 | 0
31 | DR | D3WDLDUM1 | TS30 | TS30 | 0 | 0 | 0 | 0 | 0 | 0 | 0 | 0 | 0 | 0 | 0 | 0 | 0 | 0 | 0 | 0 | 0 | 0 | 0 | 0 | 0 | 0 | 0 | 0 | 0 | 0 | 0 | 0 | 0 | 0 | 0
31 | DR | D3WDLDUM1 | TS31 | TS31 | 0 | 0 | 0 | 0 | 0 | 0 | 0 | 0 | 0 | 0 | 0 | 0 | 0 | 0 | 0 | 0 | 0 | 0 | 0 | 0 | 0 | 0 | 0 | 0 | 0 | 0 | 0 | 0 | 0 | 0 | 0
31 | DR | D3WDLDUM1 | TS32 | TS32 | 0 | 0 | 0 | 0 | 0 | 0 | 0 | 0 | 0 | 0 | 0 | 0 | 0 | 0 | 0 | 0 | 0 | 0 | 0 | 0 | 0 | 0 | 0 | 0 | 0 | 0 | 0 | 0 | 0 | 0 | 0
31 | DR | D3WDLDUM1 | TS33 | TS33 | 0 | 0 | 0 | 0 | 0 | 0 | 0 | 0 | 0 | 0 | 0 | 0 | 0 | 0 | 0 | 0 | 0 | 0 | 0 | 0 | 0 | 0 | 0 | 0 | 0 | 0 | 0 | 0 | 0 | 0 | 0
31 | DR | D3WDLDUM1 | TS34 | TS34 | 0 | 0 | 0 | 0 | 0 | 0 | 0 | 0 | 0 | 0 | 0 | 0 | 0 | 0 | 0 | 0 | 0 | 0 | 0 | 0 | 0 | 0 | 0 | 0 | 0 | 0 | 0 | 0 | 0 | 0 | 0
31 | DR | D3WDLDUM1 | TS35 | TS35 | 0 | 0 | 0 | 0 | 0 | 0 | 0 | 0 | 0 | 0 | 0 | 0 | 0 | 0 | 0 | 0 | 0 | 0 | 0 | 0 | 0 | 0 | 0 | 0 | 0 | 0 | 0 | 0 | 0 | 0 | 0
31 | DR | D3WDLDUM1 | TS36 | TS36 | 0 | 0 | 0 | 0 | 0 | 0 | 0 | 0 | 0 | 0 | 0 | 0 | 0 | 0 | 0 | 0 | 0 | 0 | 0 | 0 | 0 | 0 | 0 | 0 | 0 | 0 | 0 | 0 | 0 | 0 | 0
31 | DR | D3WDLDUM1 | TS37 | TS37 | 0 | 0 | 0 | 0 | 0 | 0 | 0 | 0 | 0 | 0 | 0 | 0 | 0 | 0 | 0 | 0 | 0 | 0 | 0 | 0 | 0 | 0 | 0 | 0 | 0 | 0 | 0 | 0 | 0 | 0 | 0
31 | DR | D3WDLDUM1 | TS38 | TS38 | 0 | 0 | 0 | 0 | 0 | 0 | 0 | 0 | 0 | 0 | 0 | 0 | 0 | 0 | 0 | 0 | 0 | 0 | 0 | 0 | 0 | 0 | 0 | 0 | 0 | 0 | 0 | 0 | 0 | 0 | 0
31 | DR | D3WDLDUM1 | TS39 | TS39 | 0 | 0 | 0 | 0 | 0 | 0 | 0 | 0 | 0 | 0 | 0 | 0 | 0 | 0 | 0 | 0 | 0 | 0 | 0 | 0 | 0 | 0 | 0 | 0 | 0 | 0 | 0 | 0 | 0 | 0 | 0
31 | DR | D3WDLDUM1 | TS40 | TS40 | 0 | 0 | 0 | 0 | 0 | 0 | 0 | 0 | 0 | 0 | 0 | 0 | 0 | 0 | 0 | 0 | 0 | 0 | 0 | 0 | 0 | 0 | 0 | 0 | 0 | 0 | 0 | 0 | 0 | 0 | 0
32 | DR | D3WDLDUM2 |  | [DRC,D3WDLDUM2,*,*] : | 2020 | 2021 | 2022 | 2023 | 2024 | 2025 | 2026 | 2027 | 2028 | 2029 | 2030 | 2031 | 2032 | 2033 | 2034 | 2035 | 2036 | 2037 | 2038 | 2039 | 2040 | 2041 | 2042 | 2043 | 2044 | 2045 | 2046 | 2047 | 2048 | 2049 | 2050 :=
32 | DR | D3WDLDUM2 | TS01 | TS01 | 0 | 0 | 0 | 0 | 0 | 0 | 0 | 0 | 0 | 0 | 0 | 0 | 0 | 0 | 0 | 0 | 0 | 0 | 0 | 0 | 0 | 0 | 0 | 0 | 0 | 0 | 0 | 0 | 0 | 0 | 0
32 | DR | D3WDLDUM2 | TS02 | TS02 | 0 | 0 | 0 | 0 | 0 | 0 | 0 | 0 | 0 | 0 | 0 | 0 | 0 | 0 | 0 | 0 | 0 | 0 | 0 | 0 | 0 | 0 | 0 | 0 | 0 | 0 | 0 | 0 | 0 | 0 | 0
32 | DR | D3WDLDUM2 | TS03 | TS03 | 0 | 0 | 0 | 0 | 0 | 0 | 0 | 0 | 0 | 0 | 0 | 0 | 0 | 0 | 0 | 0 | 0 | 0 | 0 | 0 | 0 | 0 | 0 | 0 | 0 | 0 | 0 | 0 | 0 | 0 | 0
32 | DR | D3WDLDUM2 | TS04 | TS04 | 0 | 0 | 0 | 0 | 0 | 0 | 0 | 0 | 0 | 0 | 0 | 0 | 0 | 0 | 0 | 0 | 0 | 0 | 0 | 0 | 0 | 0 | 0 | 0 | 0 | 0 | 0 | 0 | 0 | 0 | 0
32 | DR | D3WDLDUM2 | TS05 | TS05 | 0 | 0 | 0 | 0 | 0 | 0 | 0 | 0 | 0 | 0 | 0 | 0 | 0 | 0 | 0 | 0 | 0 | 0 | 0 | 0 | 0 | 0 | 0 | 0 | 0 | 0 | 0 | 0 | 0 | 0 | 0
32 | DR | D3WDLDUM2 | TS06 | TS06 | 0 | 0 | 0 | 0 | 0 | 0 | 0 | 0 | 0 | 0 | 0 | 0 | 0 | 0 | 0 | 0 | 0 | 0 | 0 | 0 | 0 | 0 | 0 | 0 | 0 | 0 | 0 | 0 | 0 | 0 | 0
32 | DR | D3WDLDUM2 | TS07 | TS07 | 0 | 0 | 0 | 0 | 0 | 0 | 0 | 0 | 0 | 0 | 0 | 0 | 0 | 0 | 0 | 0 | 0 | 0 | 0 | 0 | 0 | 0 | 0 | 0 | 0 | 0 | 0 | 0 | 0 | 0 | 0
32 | DR | D3WDLDUM2 | TS08 | TS08 | 0 | 0 | 0 | 0 | 0 | 0 | 0 | 0 | 0 | 0 | 0 | 0 | 0 | 0 | 0 | 0 | 0 | 0 | 0 | 0 | 0 | 0 | 0 | 0 | 0 | 0 | 0 | 0 | 0 | 0 | 0
32 | DR | D3WDLDUM2 | TS09 | TS09 | 0 | 0 | 0 | 0 | 0 | 0 | 0 | 0 | 0 | 0 | 0 | 0 | 0 | 0 | 0 | 0 | 0 | 0 | 0 | 0 | 0 | 0 | 0 | 0 | 0 | 0 | 0 | 0 | 0 | 0 | 0
32 | DR | D3WDLDUM2 | TS10 | TS10 | 0 | 0 | 0 | 0 | 0 | 0 | 0 | 0 | 0 | 0 | 0 | 0 | 0 | 0 | 0 | 0 | 0 | 0 | 0 | 0 | 0 | 0 | 0 | 0 | 0 | 0 | 0 | 0 | 0 | 0 | 0
32 | DR | D3WDLDUM2 | TS11 | TS11 | 0 | 0 | 0 | 0 | 0 | 0 | 0 | 0 | 0 | 0 | 0 | 0 | 0 | 0 | 0 | 0 | 0 | 0 | 0 | 0 | 0 | 0 | 0 | 0 | 0 | 0 | 0 | 0 | 0 | 0 | 0
32 | DR | D3WDLDUM2 | TS12 | TS12 | 0 | 0 | 0 | 0 | 0 | 0 | 0 | 0 | 0 | 0 | 0 | 0 | 0 | 0 | 0 | 0 | 0 | 0 | 0 | 0 | 0 | 0 | 0 | 0 | 0 | 0 | 0 | 0 | 0 | 0 | 0
32 | DR | D3WDLDUM2 | TS13 | TS13 | 0 | 0 | 0 | 0 | 0 | 0 | 0 | 0 | 0 | 0 | 0 | 0 | 0 | 0 | 0 | 0 | 0 | 0 | 0 | 0 | 0 | 0 | 0 | 0 | 0 | 0 | 0 | 0 | 0 | 0 | 0
32 | DR | D3WDLDUM2 | TS14 | TS14 | 0 | 0 | 0 | 0 | 0 | 0 | 0 | 0 | 0 | 0 | 0 | 0 | 0 | 0 | 0 | 0 | 0 | 0 | 0 | 0 | 0 | 0 | 0 | 0 | 0 | 0 | 0 | 0 | 0 | 0 | 0
32 | DR | D3WDLDUM2 | TS15 | TS15 | 0 | 0 | 0 | 0 | 0 | 0 | 0 | 0 | 0 | 0 | 0 | 0 | 0 | 0 | 0 | 0 | 0 | 0 | 0 | 0 | 0 | 0 | 0 | 0 | 0 | 0 | 0 | 0 | 0 | 0 | 0
32 | DR | D3WDLDUM2 | TS16 | TS16 | 0 | 0 | 0 | 0 | 0 | 0 | 0 | 0 | 0 | 0 | 0 | 0 | 0 | 0 | 0 | 0 | 0 | 0 | 0 | 0 | 0 | 0 | 0 | 0 | 0 | 0 | 0 | 0 | 0 | 0 | 0
32 | DR | D3WDLDUM2 | TS17 | TS17 | 0 | 0 | 0 | 0 | 0 | 0 | 0 | 0 | 0 | 0 | 0 | 0 | 0 | 0 | 0 | 0 | 0 | 0 | 0 | 0 | 0 | 0 | 0 | 0 | 0 | 0 | 0 | 0 | 0 | 0 | 0
32 | DR | D3WDLDUM2 | TS18 | TS18 | 0 | 0 | 0 | 0 | 0 | 0 | 0 | 0 | 0 | 0 | 0 | 0 | 0 | 0 | 0 | 0 | 0 | 0 | 0 | 0 | 0 | 0 | 0 | 0 | 0 | 0 | 0 | 0 | 0 | 0 | 0
32 | DR | D3WDLDUM2 | TS19 | TS19 | 0 | 0 | 0 | 0 | 0 | 0 | 0 | 0 | 0 | 0 | 0 | 0 | 0 | 0 | 0 | 0 | 0 | 0 | 0 | 0 | 0 | 0 | 0 | 0 | 0 | 0 | 0 | 0 | 0 | 0 | 0
32 | DR | D3WDLDUM2 | TS20 | TS20 | 0 | 0 | 0 | 0 | 0 | 0 | 0 | 0 | 0 | 0 | 0 | 0 | 0 | 0 | 0 | 0 | 0 | 0 | 0 | 0 | 0 | 0 | 0 | 0 | 0 | 0 | 0 | 0 | 0 | 0 | 0
32 | DR | D3WDLDUM2 | TS21 | TS21 | 0 | 0 | 0 | 0 | 0 | 0 | 0 | 0 | 0 | 0 | 0 | 0 | 0 | 0 | 0 | 0 | 0 | 0 | 0 | 0 | 0 | 0 | 0 | 0 | 0 | 0 | 0 | 0 | 0 | 0 | 0
32 | DR | D3WDLDUM2 | TS22 | TS22 | 0 | 0 | 0 | 0 | 0 | 0 | 0 | 0 | 0 | 0 | 0 | 0 | 0 | 0 | 0 | 0 | 0 | 0 | 0 | 0 | 0 | 0 | 0 | 0 | 0 | 0 | 0 | 0 | 0 | 0 | 0
32 | DR | D3WDLDUM2 | TS23 | TS23 | 0 | 0 | 0 | 0 | 0 | 0 | 0 | 0 | 0 | 0 | 0 | 0 | 0 | 0 | 0 | 0 | 0 | 0 | 0 | 0 | 0 | 0 | 0 | 0 | 0 | 0 | 0 | 0 | 0 | 0 | 0
32 | DR | D3WDLDUM2 | TS24 | TS24 | 0 | 0 | 0 | 0 | 0 | 0 | 0 | 0 | 0 | 0 | 0 | 0 | 0 | 0 | 0 | 0 | 0 | 0 | 0 | 0 | 0 | 0 | 0 | 0 | 0 | 0 | 0 | 0 | 0 | 0 | 0
32 | DR | D3WDLDUM2 | TS25 | TS25 | 0 | 0 | 0 | 0 | 0 | 0 | 0 | 0 | 0 | 0 | 0 | 0 | 0 | 0 | 0 | 0 | 0 | 0 | 0 | 0 | 0 | 0 | 0 | 0 | 0 | 0 | 0 | 0 | 0 | 0 | 0
32 | DR | D3WDLDUM2 | TS26 | TS26 | 0 | 0 | 0 | 0 | 0 | 0 | 0 | 0 | 0 | 0 | 0 | 0 | 0 | 0 | 0 | 0 | 0 | 0 | 0 | 0 | 0 | 0 | 0 | 0 | 0 | 0 | 0 | 0 | 0 | 0 | 0
32 | DR | D3WDLDUM2 | TS27 | TS27 | 0 | 0 | 0 | 0 | 0 | 0 | 0 | 0 | 0 | 0 | 0 | 0 | 0 | 0 | 0 | 0 | 0 | 0 | 0 | 0 | 0 | 0 | 0 | 0 | 0 | 0 | 0 | 0 | 0 | 0 | 0
32 | DR | D3WDLDUM2 | TS28 | TS28 | 0 | 0 | 0 | 0 | 0 | 0 | 0 | 0 | 0 | 0 | 0 | 0 | 0 | 0 | 0 | 0 | 0 | 0 | 0 | 0 | 0 | 0 | 0 | 0 | 0 | 0 | 0 | 0 | 0 | 0 | 0
32 | DR | D3WDLDUM2 | TS29 | TS29 | 0 | 0 | 0 | 0 | 0 | 0 | 0 | 0 | 0 | 0 | 0 | 0 | 0 | 0 | 0 | 0 | 0 | 0 | 0 | 0 | 0 | 0 | 0 | 0 | 0 | 0 | 0 | 0 | 0 | 0 | 0
32 | DR | D3WDLDUM2 | TS30 | TS30 | 0 | 0 | 0 | 0 | 0 | 0 | 0 | 0 | 0 | 0 | 0 | 0 | 0 | 0 | 0 | 0 | 0 | 0 | 0 | 0 | 0 | 0 | 0 | 0 | 0 | 0 | 0 | 0 | 0 | 0 | 0
32 | DR | D3WDLDUM2 | TS31 | TS31 | 0 | 0 | 0 | 0 | 0 | 0 | 0 | 0 | 0 | 0 | 0 | 0 | 0 | 0 | 0 | 0 | 0 | 0 | 0 | 0 | 0 | 0 | 0 | 0 | 0 | 0 | 0 | 0 | 0 | 0 | 0
32 | DR | D3WDLDUM2 | TS32 | TS32 | 0 | 0 | 0 | 0 | 0 | 0 | 0 | 0 | 0 | 0 | 0 | 0 | 0 | 0 | 0 | 0 | 0 | 0 | 0 | 0 | 0 | 0 | 0 | 0 | 0 | 0 | 0 | 0 | 0 | 0 | 0
32 | DR | D3WDLDUM2 | TS33 | TS33 | 0 | 0 | 0 | 0 | 0 | 0 | 0 | 0 | 0 | 0 | 0 | 0 | 0 | 0 | 0 | 0 | 0 | 0 | 0 | 0 | 0 | 0 | 0 | 0 | 0 | 0 | 0 | 0 | 0 | 0 | 0
32 | DR | D3WDLDUM2 | TS34 | TS34 | 0 | 0 | 0 | 0 | 0 | 0 | 0 | 0 | 0 | 0 | 0 | 0 | 0 | 0 | 0 | 0 | 0 | 0 | 0 | 0 | 0 | 0 | 0 | 0 | 0 | 0 | 0 | 0 | 0 | 0 | 0
32 | DR | D3WDLDUM2 | TS35 | TS35 | 0 | 0 | 0 | 0 | 0 | 0 | 0 | 0 | 0 | 0 | 0 | 0 | 0 | 0 | 0 | 0 | 0 | 0 | 0 | 0 | 0 | 0 | 0 | 0 | 0 | 0 | 0 | 0 | 0 | 0 | 0
32 | DR | D3WDLDUM2 | TS36 | TS36 | 0 | 0 | 0 | 0 | 0 | 0 | 0 | 0 | 0 | 0 | 0 | 0 | 0 | 0 | 0 | 0 | 0 | 0 | 0 | 0 | 0 | 0 | 0 | 0 | 0 | 0 | 0 | 0 | 0 | 0 | 0
32 | DR | D3WDLDUM2 | TS37 | TS37 | 0 | 0 | 0 | 0 | 0 | 0 | 0 | 0 | 0 | 0 | 0 | 0 | 0 | 0 | 0 | 0 | 0 | 0 | 0 | 0 | 0 | 0 | 0 | 0 | 0 | 0 | 0 | 0 | 0 | 0 | 0
32 | DR | D3WDLDUM2 | TS38 | TS38 | 0 | 0 | 0 | 0 | 0 | 0 | 0 | 0 | 0 | 0 | 0 | 0 | 0 | 0 | 0 | 0 | 0 | 0 | 0 | 0 | 0 | 0 | 0 | 0 | 0 | 0 | 0 | 0 | 0 | 0 | 0
32 | DR | D3WDLDUM2 | TS39 | TS39 | 0 | 0 | 0 | 0 | 0 | 0 | 0 | 0 | 0 | 0 | 0 | 0 | 0 | 0 | 0 | 0 | 0 | 0 | 0 | 0 | 0 | 0 | 0 | 0 | 0 | 0 | 0 | 0 | 0 | 0 | 0
32 | DR | D3WDLDUM2 | TS40 | TS40 | 0 | 0 | 0 | 0 | 0 | 0 | 0 | 0 | 0 | 0 | 0 | 0 | 0 | 0 | 0 | 0 | 0 | 0 | 0 | 0 | 0 | 0 | 0 | 0 | 0 | 0 | 0 | 0 | 0 | 0 | 0
33 | DR | D3WDLDUM3 |  | [DRC,D3WDLDUM3,*,*] : | 2020 | 2021 | 2022 | 2023 | 2024 | 2025 | 2026 | 2027 | 2028 | 2029 | 2030 | 2031 | 2032 | 2033 | 2034 | 2035 | 2036 | 2037 | 2038 | 2039 | 2040 | 2041 | 2042 | 2043 | 2044 | 2045 | 2046 | 2047 | 2048 | 2049 | 2050 :=
33 | DR | D3WDLDUM3 | TS01 | TS01 | 0 | 0 | 0 | 0 | 0 | 0 | 0 | 0 | 0 | 0 | 0 | 0 | 0 | 0 | 0 | 0 | 0 | 0 | 0 | 0 | 0 | 0 | 0 | 0 | 0 | 0 | 0 | 0 | 0 | 0 | 0
33 | DR | D3WDLDUM3 | TS02 | TS02 | 0 | 0 | 0 | 0 | 0 | 0 | 0 | 0 | 0 | 0 | 0 | 0 | 0 | 0 | 0 | 0 | 0 | 0 | 0 | 0 | 0 | 0 | 0 | 0 | 0 | 0 | 0 | 0 | 0 | 0 | 0
33 | DR | D3WDLDUM3 | TS03 | TS03 | 0 | 0 | 0 | 0 | 0 | 0 | 0 | 0 | 0 | 0 | 0 | 0 | 0 | 0 | 0 | 0 | 0 | 0 | 0 | 0 | 0 | 0 | 0 | 0 | 0 | 0 | 0 | 0 | 0 | 0 | 0
33 | DR | D3WDLDUM3 | TS04 | TS04 | 0 | 0 | 0 | 0 | 0 | 0 | 0 | 0 | 0 | 0 | 0 | 0 | 0 | 0 | 0 | 0 | 0 | 0 | 0 | 0 | 0 | 0 | 0 | 0 | 0 | 0 | 0 | 0 | 0 | 0 | 0
33 | DR | D3WDLDUM3 | TS05 | TS05 | 0 | 0 | 0 | 0 | 0 | 0 | 0 | 0 | 0 | 0 | 0 | 0 | 0 | 0 | 0 | 0 | 0 | 0 | 0 | 0 | 0 | 0 | 0 | 0 | 0 | 0 | 0 | 0 | 0 | 0 | 0
33 | DR | D3WDLDUM3 | TS06 | TS06 | 0 | 0 | 0 | 0 | 0 | 0 | 0 | 0 | 0 | 0 | 0 | 0 | 0 | 0 | 0 | 0 | 0 | 0 | 0 | 0 | 0 | 0 | 0 | 0 | 0 | 0 | 0 | 0 | 0 | 0 | 0
33 | DR | D3WDLDUM3 | TS07 | TS07 | 0 | 0 | 0 | 0 | 0 | 0 | 0 | 0 | 0 | 0 | 0 | 0 | 0 | 0 | 0 | 0 | 0 | 0 | 0 | 0 | 0 | 0 | 0 | 0 | 0 | 0 | 0 | 0 | 0 | 0 | 0
33 | DR | D3WDLDUM3 | TS08 | TS08 | 0 | 0 | 0 | 0 | 0 | 0 | 0 | 0 | 0 | 0 | 0 | 0 | 0 | 0 | 0 | 0 | 0 | 0 | 0 | 0 | 0 | 0 | 0 | 0 | 0 | 0 | 0 | 0 | 0 | 0 | 0
33 | DR | D3WDLDUM3 | TS09 | TS09 | 0 | 0 | 0 | 0 | 0 | 0 | 0 | 0 | 0 | 0 | 0 | 0 | 0 | 0 | 0 | 0 | 0 | 0 | 0 | 0 | 0 | 0 | 0 | 0 | 0 | 0 | 0 | 0 | 0 | 0 | 0
33 | DR | D3WDLDUM3 | TS10 | TS10 | 0 | 0 | 0 | 0 | 0 | 0 | 0 | 0 | 0 | 0 | 0 | 0 | 0 | 0 | 0 | 0 | 0 | 0 | 0 | 0 | 0 | 0 | 0 | 0 | 0 | 0 | 0 | 0 | 0 | 0 | 0
33 | DR | D3WDLDUM3 | TS11 | TS11 | 0 | 0 | 0 | 0 | 0 | 0 | 0 | 0 | 0 | 0 | 0 | 0 | 0 | 0 | 0 | 0 | 0 | 0 | 0 | 0 | 0 | 0 | 0 | 0 | 0 | 0 | 0 | 0 | 0 | 0 | 0
33 | DR | D3WDLDUM3 | TS12 | TS12 | 0 | 0 | 0 | 0 | 0 | 0 | 0 | 0 | 0 | 0 | 0 | 0 | 0 | 0 | 0 | 0 | 0 | 0 | 0 | 0 | 0 | 0 | 0 | 0 | 0 | 0 | 0 | 0 | 0 | 0 | 0
33 | DR | D3WDLDUM3 | TS13 | TS13 | 0 | 0 | 0 | 0 | 0 | 0 | 0 | 0 | 0 | 0 | 0 | 0 | 0 | 0 | 0 | 0 | 0 | 0 | 0 | 0 | 0 | 0 | 0 | 0 | 0 | 0 | 0 | 0 | 0 | 0 | 0
33 | DR | D3WDLDUM3 | TS14 | TS14 | 0 | 0 | 0 | 0 | 0 | 0 | 0 | 0 | 0 | 0 | 0 | 0 | 0 | 0 | 0 | 0 | 0 | 0 | 0 | 0 | 0 | 0 | 0 | 0 | 0 | 0 | 0 | 0 | 0 | 0 | 0
33 | DR | D3WDLDUM3 | TS15 | TS15 | 0 | 0 | 0 | 0 | 0 | 0 | 0 | 0 | 0 | 0 | 0 | 0 | 0 | 0 | 0 | 0 | 0 | 0 | 0 | 0 | 0 | 0 | 0 | 0 | 0 | 0 | 0 | 0 | 0 | 0 | 0
33 | DR | D3WDLDUM3 | TS16 | TS16 | 0 | 0 | 0 | 0 | 0 | 0 | 0 | 0 | 0 | 0 | 0 | 0 | 0 | 0 | 0 | 0 | 0 | 0 | 0 | 0 | 0 | 0 | 0 | 0 | 0 | 0 | 0 | 0 | 0 | 0 | 0
33 | DR | D3WDLDUM3 | TS17 | TS17 | 0 | 0 | 0 | 0 | 0 | 0 | 0 | 0 | 0 | 0 | 0 | 0 | 0 | 0 | 0 | 0 | 0 | 0 | 0 | 0 | 0 | 0 | 0 | 0 | 0 | 0 | 0 | 0 | 0 | 0 | 0
33 | DR | D3WDLDUM3 | TS18 | TS18 | 0 | 0 | 0 | 0 | 0 | 0 | 0 | 0 | 0 | 0 | 0 | 0 | 0 | 0 | 0 | 0 | 0 | 0 | 0 | 0 | 0 | 0 | 0 | 0 | 0 | 0 | 0 | 0 | 0 | 0 | 0
33 | DR | D3WDLDUM3 | TS19 | TS19 | 0 | 0 | 0 | 0 | 0 | 0 | 0 | 0 | 0 | 0 | 0 | 0 | 0 | 0 | 0 | 0 | 0 | 0 | 0 | 0 | 0 | 0 | 0 | 0 | 0 | 0 | 0 | 0 | 0 | 0 | 0
33 | DR | D3WDLDUM3 | TS20 | TS20 | 0 | 0 | 0 | 0 | 0 | 0 | 0 | 0 | 0 | 0 | 0 | 0 | 0 | 0 | 0 | 0 | 0 | 0 | 0 | 0 | 0 | 0 | 0 | 0 | 0 | 0 | 0 | 0 | 0 | 0 | 0
33 | DR | D3WDLDUM3 | TS21 | TS21 | 0 | 0 | 0 | 0 | 0 | 0 | 0 | 0 | 0 | 0 | 0 | 0 | 0 | 0 | 0 | 0 | 0 | 0 | 0 | 0 | 0 | 0 | 0 | 0 | 0 | 0 | 0 | 0 | 0 | 0 | 0
33 | DR | D3WDLDUM3 | TS22 | TS22 | 0 | 0 | 0 | 0 | 0 | 0 | 0 | 0 | 0 | 0 | 0 | 0 | 0 | 0 | 0 | 0 | 0 | 0 | 0 | 0 | 0 | 0 | 0 | 0 | 0 | 0 | 0 | 0 | 0 | 0 | 0
33 | DR | D3WDLDUM3 | TS23 | TS23 | 0 | 0 | 0 | 0 | 0 | 0 | 0 | 0 | 0 | 0 | 0 | 0 | 0 | 0 | 0 | 0 | 0 | 0 | 0 | 0 | 0 | 0 | 0 | 0 | 0 | 0 | 0 | 0 | 0 | 0 | 0
33 | DR | D3WDLDUM3 | TS24 | TS24 | 0 | 0 | 0 | 0 | 0 | 0 | 0 | 0 | 0 | 0 | 0 | 0 | 0 | 0 | 0 | 0 | 0 | 0 | 0 | 0 | 0 | 0 | 0 | 0 | 0 | 0 | 0 | 0 | 0 | 0 | 0
33 | DR | D3WDLDUM3 | TS25 | TS25 | 0 | 0 | 0 | 0 | 0 | 0 | 0 | 0 | 0 | 0 | 0 | 0 | 0 | 0 | 0 | 0 | 0 | 0 | 0 | 0 | 0 | 0 | 0 | 0 | 0 | 0 | 0 | 0 | 0 | 0 | 0
33 | DR | D3WDLDUM3 | TS26 | TS26 | 0 | 0 | 0 | 0 | 0 | 0 | 0 | 0 | 0 | 0 | 0 | 0 | 0 | 0 | 0 | 0 | 0 | 0 | 0 | 0 | 0 | 0 | 0 | 0 | 0 | 0 | 0 | 0 | 0 | 0 | 0
33 | DR | D3WDLDUM3 | TS27 | TS27 | 0 | 0 | 0 | 0 | 0 | 0 | 0 | 0 | 0 | 0 | 0 | 0 | 0 | 0 | 0 | 0 | 0 | 0 | 0 | 0 | 0 | 0 | 0 | 0 | 0 | 0 | 0 | 0 | 0 | 0 | 0
33 | DR | D3WDLDUM3 | TS28 | TS28 | 0 | 0 | 0 | 0 | 0 | 0 | 0 | 0 | 0 | 0 | 0 | 0 | 0 | 0 | 0 | 0 | 0 | 0 | 0 | 0 | 0 | 0 | 0 | 0 | 0 | 0 | 0 | 0 | 0 | 0 | 0
33 | DR | D3WDLDUM3 | TS29 | TS29 | 0 | 0 | 0 | 0 | 0 | 0 | 0 | 0 | 0 | 0 | 0 | 0 | 0 | 0 | 0 | 0 | 0 | 0 | 0 | 0 | 0 | 0 | 0 | 0 | 0 | 0 | 0 | 0 | 0 | 0 | 0
33 | DR | D3WDLDUM3 | TS30 | TS30 | 0 | 0 | 0 | 0 | 0 | 0 | 0 | 0 | 0 | 0 | 0 | 0 | 0 | 0 | 0 | 0 | 0 | 0 | 0 | 0 | 0 | 0 | 0 | 0 | 0 | 0 | 0 | 0 | 0 | 0 | 0
33 | DR | D3WDLDUM3 | TS31 | TS31 | 0 | 0 | 0 | 0 | 0 | 0 | 0 | 0 | 0 | 0 | 0 | 0 | 0 | 0 | 0 | 0 | 0 | 0 | 0 | 0 | 0 | 0 | 0 | 0 | 0 | 0 | 0 | 0 | 0 | 0 | 0
33 | DR | D3WDLDUM3 | TS32 | TS32 | 0 | 0 | 0 | 0 | 0 | 0 | 0 | 0 | 0 | 0 | 0 | 0 | 0 | 0 | 0 | 0 | 0 | 0 | 0 | 0 | 0 | 0 | 0 | 0 | 0 | 0 | 0 | 0 | 0 | 0 | 0
33 | DR | D3WDLDUM3 | TS33 | TS33 | 0 | 0 | 0 | 0 | 0 | 0 | 0 | 0 | 0 | 0 | 0 | 0 | 0 | 0 | 0 | 0 | 0 | 0 | 0 | 0 | 0 | 0 | 0 | 0 | 0 | 0 | 0 | 0 | 0 | 0 | 0
33 | DR | D3WDLDUM3 | TS34 | TS34 | 0 | 0 | 0 | 0 | 0 | 0 | 0 | 0 | 0 | 0 | 0 | 0 | 0 | 0 | 0 | 0 | 0 | 0 | 0 | 0 | 0 | 0 | 0 | 0 | 0 | 0 | 0 | 0 | 0 | 0 | 0
33 | DR | D3WDLDUM3 | TS35 | TS35 | 0 | 0 | 0 | 0 | 0 | 0 | 0 | 0 | 0 | 0 | 0 | 0 | 0 | 0 | 0 | 0 | 0 | 0 | 0 | 0 | 0 | 0 | 0 | 0 | 0 | 0 | 0 | 0 | 0 | 0 | 0
33 | DR | D3WDLDUM3 | TS36 | TS36 | 0 | 0 | 0 | 0 | 0 | 0 | 0 | 0 | 0 | 0 | 0 | 0 | 0 | 0 | 0 | 0 | 0 | 0 | 0 | 0 | 0 | 0 | 0 | 0 | 0 | 0 | 0 | 0 | 0 | 0 | 0
33 | DR | D3WDLDUM3 | TS37 | TS37 | 0 | 0 | 0 | 0 | 0 | 0 | 0 | 0 | 0 | 0 | 0 | 0 | 0 | 0 | 0 | 0 | 0 | 0 | 0 | 0 | 0 | 0 | 0 | 0 | 0 | 0 | 0 | 0 | 0 | 0 | 0
33 | DR | D3WDLDUM3 | TS38 | TS38 | 0 | 0 | 0 | 0 | 0 | 0 | 0 | 0 | 0 | 0 | 0 | 0 | 0 | 0 | 0 | 0 | 0 | 0 | 0 | 0 | 0 | 0 | 0 | 0 | 0 | 0 | 0 | 0 | 0 | 0 | 0
33 | DR | D3WDLDUM3 | TS39 | TS39 | 0 | 0 | 0 | 0 | 0 | 0 | 0 | 0 | 0 | 0 | 0 | 0 | 0 | 0 | 0 | 0 | 0 | 0 | 0 | 0 | 0 | 0 | 0 | 0 | 0 | 0 | 0 | 0 | 0 | 0 | 0
33 | DR | D3WDLDUM3 | TS40 | TS40 | 0 | 0 | 0 | 0 | 0 | 0 | 0 | 0 | 0 | 0 | 0 | 0 | 0 | 0 | 0 | 0 | 0 | 0 | 0 | 0 | 0 | 0 | 0 | 0 | 0 | 0 | 0 | 0 | 0 | 0 | 0
34 | DR | D3WDLDUM4 |  | [DRC,D3WDLDUM4,*,*] : | 2020 | 2021 | 2022 | 2023 | 2024 | 2025 | 2026 | 2027 | 2028 | 2029 | 2030 | 2031 | 2032 | 2033 | 2034 | 2035 | 2036 | 2037 | 2038 | 2039 | 2040 | 2041 | 2042 | 2043 | 2044 | 2045 | 2046 | 2047 | 2048 | 2049 | 2050 :=
34 | DR | D3WDLDUM4 | TS01 | TS01 | 0 | 0 | 0 | 0 | 0 | 0 | 0 | 0 | 0 | 0 | 0 | 0 | 0 | 0 | 0 | 0 | 0 | 0 | 0 | 0 | 0 | 0 | 0 | 0 | 0 | 0 | 0 | 0 | 0 | 0 | 0
34 | DR | D3WDLDUM4 | TS02 | TS02 | 0 | 0 | 0 | 0 | 0 | 0 | 0 | 0 | 0 | 0 | 0 | 0 | 0 | 0 | 0 | 0 | 0 | 0 | 0 | 0 | 0 | 0 | 0 | 0 | 0 | 0 | 0 | 0 | 0 | 0 | 0
34 | DR | D3WDLDUM4 | TS03 | TS03 | 0 | 0 | 0 | 0 | 0 | 0 | 0 | 0 | 0 | 0 | 0 | 0 | 0 | 0 | 0 | 0 | 0 | 0 | 0 | 0 | 0 | 0 | 0 | 0 | 0 | 0 | 0 | 0 | 0 | 0 | 0
34 | DR | D3WDLDUM4 | TS04 | TS04 | 0 | 0 | 0 | 0 | 0 | 0 | 0 | 0 | 0 | 0 | 0 | 0 | 0 | 0 | 0 | 0 | 0 | 0 | 0 | 0 | 0 | 0 | 0 | 0 | 0 | 0 | 0 | 0 | 0 | 0 | 0
34 | DR | D3WDLDUM4 | TS05 | TS05 | 0 | 0 | 0 | 0 | 0 | 0 | 0 | 0 | 0 | 0 | 0 | 0 | 0 | 0 | 0 | 0 | 0 | 0 | 0 | 0 | 0 | 0 | 0 | 0 | 0 | 0 | 0 | 0 | 0 | 0 | 0
34 | DR | D3WDLDUM4 | TS06 | TS06 | 0 | 0 | 0 | 0 | 0 | 0 | 0 | 0 | 0 | 0 | 0 | 0 | 0 | 0 | 0 | 0 | 0 | 0 | 0 | 0 | 0 | 0 | 0 | 0 | 0 | 0 | 0 | 0 | 0 | 0 | 0
34 | DR | D3WDLDUM4 | TS07 | TS07 | 0 | 0 | 0 | 0 | 0 | 0 | 0 | 0 | 0 | 0 | 0 | 0 | 0 | 0 | 0 | 0 | 0 | 0 | 0 | 0 | 0 | 0 | 0 | 0 | 0 | 0 | 0 | 0 | 0 | 0 | 0
34 | DR | D3WDLDUM4 | TS08 | TS08 | 0 | 0 | 0 | 0 | 0 | 0 | 0 | 0 | 0 | 0 | 0 | 0 | 0 | 0 | 0 | 0 | 0 | 0 | 0 | 0 | 0 | 0 | 0 | 0 | 0 | 0 | 0 | 0 | 0 | 0 | 0
34 | DR | D3WDLDUM4 | TS09 | TS09 | 0 | 0 | 0 | 0 | 0 | 0 | 0 | 0 | 0 | 0 | 0 | 0 | 0 | 0 | 0 | 0 | 0 | 0 | 0 | 0 | 0 | 0 | 0 | 0 | 0 | 0 | 0 | 0 | 0 | 0 | 0
34 | DR | D3WDLDUM4 | TS10 | TS10 | 0 | 0 | 0 | 0 | 0 | 0 | 0 | 0 | 0 | 0 | 0 | 0 | 0 | 0 | 0 | 0 | 0 | 0 | 0 | 0 | 0 | 0 | 0 | 0 | 0 | 0 | 0 | 0 | 0 | 0 | 0
34 | DR | D3WDLDUM4 | TS11 | TS11 | 0 | 0 | 0 | 0 | 0 | 0 | 0 | 0 | 0 | 0 | 0 | 0 | 0 | 0 | 0 | 0 | 0 | 0 | 0 | 0 | 0 | 0 | 0 | 0 | 0 | 0 | 0 | 0 | 0 | 0 | 0
34 | DR | D3WDLDUM4 | TS12 | TS12 | 0 | 0 | 0 | 0 | 0 | 0 | 0 | 0 | 0 | 0 | 0 | 0 | 0 | 0 | 0 | 0 | 0 | 0 | 0 | 0 | 0 | 0 | 0 | 0 | 0 | 0 | 0 | 0 | 0 | 0 | 0
34 | DR | D3WDLDUM4 | TS13 | TS13 | 0 | 0 | 0 | 0 | 0 | 0 | 0 | 0 | 0 | 0 | 0 | 0 | 0 | 0 | 0 | 0 | 0 | 0 | 0 | 0 | 0 | 0 | 0 | 0 | 0 | 0 | 0 | 0 | 0 | 0 | 0
34 | DR | D3WDLDUM4 | TS14 | TS14 | 0 | 0 | 0 | 0 | 0 | 0 | 0 | 0 | 0 | 0 | 0 | 0 | 0 | 0 | 0 | 0 | 0 | 0 | 0 | 0 | 0 | 0 | 0 | 0 | 0 | 0 | 0 | 0 | 0 | 0 | 0
34 | DR | D3WDLDUM4 | TS15 | TS15 | 0 | 0 | 0 | 0 | 0 | 0 | 0 | 0 | 0 | 0 | 0 | 0 | 0 | 0 | 0 | 0 | 0 | 0 | 0 | 0 | 0 | 0 | 0 | 0 | 0 | 0 | 0 | 0 | 0 | 0 | 0
34 | DR | D3WDLDUM4 | TS16 | TS16 | 0 | 0 | 0 | 0 | 0 | 0 | 0 | 0 | 0 | 0 | 0 | 0 | 0 | 0 | 0 | 0 | 0 | 0 | 0 | 0 | 0 | 0 | 0 | 0 | 0 | 0 | 0 | 0 | 0 | 0 | 0
34 | DR | D3WDLDUM4 | TS17 | TS17 | 0 | 0 | 0 | 0 | 0 | 0 | 0 | 0 | 0 | 0 | 0 | 0 | 0 | 0 | 0 | 0 | 0 | 0 | 0 | 0 | 0 | 0 | 0 | 0 | 0 | 0 | 0 | 0 | 0 | 0 | 0
34 | DR | D3WDLDUM4 | TS18 | TS18 | 0 | 0 | 0 | 0 | 0 | 0 | 0 | 0 | 0 | 0 | 0 | 0 | 0 | 0 | 0 | 0 | 0 | 0 | 0 | 0 | 0 | 0 | 0 | 0 | 0 | 0 | 0 | 0 | 0 | 0 | 0
34 | DR | D3WDLDUM4 | TS19 | TS19 | 0 | 0 | 0 | 0 | 0 | 0 | 0 | 0 | 0 | 0 | 0 | 0 | 0 | 0 | 0 | 0 | 0 | 0 | 0 | 0 | 0 | 0 | 0 | 0 | 0 | 0 | 0 | 0 | 0 | 0 | 0
34 | DR | D3WDLDUM4 | TS20 | TS20 | 0 | 0 | 0 | 0 | 0 | 0 | 0 | 0 | 0 | 0 | 0 | 0 | 0 | 0 | 0 | 0 | 0 | 0 | 0 | 0 | 0 | 0 | 0 | 0 | 0 | 0 | 0 | 0 | 0 | 0 | 0
34 | DR | D3WDLDUM4 | TS21 | TS21 | 0 | 0 | 0 | 0 | 0 | 0 | 0 | 0 | 0 | 0 | 0 | 0 | 0 | 0 | 0 | 0 | 0 | 0 | 0 | 0 | 0 | 0 | 0 | 0 | 0 | 0 | 0 | 0 | 0 | 0 | 0
34 | DR | D3WDLDUM4 | TS22 | TS22 | 0 | 0 | 0 | 0 | 0 | 0 | 0 | 0 | 0 | 0 | 0 | 0 | 0 | 0 | 0 | 0 | 0 | 0 | 0 | 0 | 0 | 0 | 0 | 0 | 0 | 0 | 0 | 0 | 0 | 0 | 0
34 | DR | D3WDLDUM4 | TS23 | TS23 | 0 | 0 | 0 | 0 | 0 | 0 | 0 | 0 | 0 | 0 | 0 | 0 | 0 | 0 | 0 | 0 | 0 | 0 | 0 | 0 | 0 | 0 | 0 | 0 | 0 | 0 | 0 | 0 | 0 | 0 | 0
34 | DR | D3WDLDUM4 | TS24 | TS24 | 0 | 0 | 0 | 0 | 0 | 0 | 0 | 0 | 0 | 0 | 0 | 0 | 0 | 0 | 0 | 0 | 0 | 0 | 0 | 0 | 0 | 0 | 0 | 0 | 0 | 0 | 0 | 0 | 0 | 0 | 0
34 | DR | D3WDLDUM4 | TS25 | TS25 | 0 | 0 | 0 | 0 | 0 | 0 | 0 | 0 | 0 | 0 | 0 | 0 | 0 | 0 | 0 | 0 | 0 | 0 | 0 | 0 | 0 | 0 | 0 | 0 | 0 | 0 | 0 | 0 | 0 | 0 | 0
34 | DR | D3WDLDUM4 | TS26 | TS26 | 0 | 0 | 0 | 0 | 0 | 0 | 0 | 0 | 0 | 0 | 0 | 0 | 0 | 0 | 0 | 0 | 0 | 0 | 0 | 0 | 0 | 0 | 0 | 0 | 0 | 0 | 0 | 0 | 0 | 0 | 0
34 | DR | D3WDLDUM4 | TS27 | TS27 | 0 | 0 | 0 | 0 | 0 | 0 | 0 | 0 | 0 | 0 | 0 | 0 | 0 | 0 | 0 | 0 | 0 | 0 | 0 | 0 | 0 | 0 | 0 | 0 | 0 | 0 | 0 | 0 | 0 | 0 | 0
34 | DR | D3WDLDUM4 | TS28 | TS28 | 0 | 0 | 0 | 0 | 0 | 0 | 0 | 0 | 0 | 0 | 0 | 0 | 0 | 0 | 0 | 0 | 0 | 0 | 0 | 0 | 0 | 0 | 0 | 0 | 0 | 0 | 0 | 0 | 0 | 0 | 0
34 | DR | D3WDLDUM4 | TS29 | TS29 | 0 | 0 | 0 | 0 | 0 | 0 | 0 | 0 | 0 | 0 | 0 | 0 | 0 | 0 | 0 | 0 | 0 | 0 | 0 | 0 | 0 | 0 | 0 | 0 | 0 | 0 | 0 | 0 | 0 | 0 | 0
34 | DR | D3WDLDUM4 | TS30 | TS30 | 0 | 0 | 0 | 0 | 0 | 0 | 0 | 0 | 0 | 0 | 0 | 0 | 0 | 0 | 0 | 0 | 0 | 0 | 0 | 0 | 0 | 0 | 0 | 0 | 0 | 0 | 0 | 0 | 0 | 0 | 0
34 | DR | D3WDLDUM4 | TS31 | TS31 | 0 | 0 | 0 | 0 | 0 | 0 | 0 | 0 | 0 | 0 | 0 | 0 | 0 | 0 | 0 | 0 | 0 | 0 | 0 | 0 | 0 | 0 | 0 | 0 | 0 | 0 | 0 | 0 | 0 | 0 | 0
34 | DR | D3WDLDUM4 | TS32 | TS32 | 0 | 0 | 0 | 0 | 0 | 0 | 0 | 0 | 0 | 0 | 0 | 0 | 0 | 0 | 0 | 0 | 0 | 0 | 0 | 0 | 0 | 0 | 0 | 0 | 0 | 0 | 0 | 0 | 0 | 0 | 0
34 | DR | D3WDLDUM4 | TS33 | TS33 | 0 | 0 | 0 | 0 | 0 | 0 | 0 | 0 | 0 | 0 | 0 | 0 | 0 | 0 | 0 | 0 | 0 | 0 | 0 | 0 | 0 | 0 | 0 | 0 | 0 | 0 | 0 | 0 | 0 | 0 | 0
34 | DR | D3WDLDUM4 | TS34 | TS34 | 0 | 0 | 0 | 0 | 0 | 0 | 0 | 0 | 0 | 0 | 0 | 0 | 0 | 0 | 0 | 0 | 0 | 0 | 0 | 0 | 0 | 0 | 0 | 0 | 0 | 0 | 0 | 0 | 0 | 0 | 0
34 | DR | D3WDLDUM4 | TS35 | TS35 | 0 | 0 | 0 | 0 | 0 | 0 | 0 | 0 | 0 | 0 | 0 | 0 | 0 | 0 | 0 | 0 | 0 | 0 | 0 | 0 | 0 | 0 | 0 | 0 | 0 | 0 | 0 | 0 | 0 | 0 | 0
34 | DR | D3WDLDUM4 | TS36 | TS36 | 0 | 0 | 0 | 0 | 0 | 0 | 0 | 0 | 0 | 0 | 0 | 0 | 0 | 0 | 0 | 0 | 0 | 0 | 0 | 0 | 0 | 0 | 0 | 0 | 0 | 0 | 0 | 0 | 0 | 0 | 0
34 | DR | D3WDLDUM4 | TS37 | TS37 | 0 | 0 | 0 | 0 | 0 | 0 | 0 | 0 | 0 | 0 | 0 | 0 | 0 | 0 | 0 | 0 | 0 | 0 | 0 | 0 | 0 | 0 | 0 | 0 | 0 | 0 | 0 | 0 | 0 | 0 | 0
34 | DR | D3WDLDUM4 | TS38 | TS38 | 0 | 0 | 0 | 0 | 0 | 0 | 0 | 0 | 0 | 0 | 0 | 0 | 0 | 0 | 0 | 0 | 0 | 0 | 0 | 0 | 0 | 0 | 0 | 0 | 0 | 0 | 0 | 0 | 0 | 0 | 0
34 | DR | D3WDLDUM4 | TS39 | TS39 | 0 | 0 | 0 | 0 | 0 | 0 | 0 | 0 | 0 | 0 | 0 | 0 | 0 | 0 | 0 | 0 | 0 | 0 | 0 | 0 | 0 | 0 | 0 | 0 | 0 | 0 | 0 | 0 | 0 | 0 | 0
34 | DR | D3WDLDUM4 | TS40 | TS40 | 0 | 0 | 0 | 0 | 0 | 0 | 0 | 0 | 0 | 0 | 0 | 0 | 0 | 0 | 0 | 0 | 0 | 0 | 0 | 0 | 0 | 0 | 0 | 0 | 0 | 0 | 0 | 0 | 0 | 0 | 0
35 | DR | D3WDLDUM5 |  | [DRC,D3WDLDUM5,*,*] : | 2020 | 2021 | 2022 | 2023 | 2024 | 2025 | 2026 | 2027 | 2028 | 2029 | 2030 | 2031 | 2032 | 2033 | 2034 | 2035 | 2036 | 2037 | 2038 | 2039 | 2040 | 2041 | 2042 | 2043 | 2044 | 2045 | 2046 | 2047 | 2048 | 2049 | 2050 :=
35 | DR | D3WDLDUM5 | TS01 | TS01 | 0 | 0 | 0 | 0 | 0 | 0 | 0 | 0 | 0 | 0 | 0 | 0 | 0 | 0 | 0 | 0 | 0 | 0 | 0 | 0 | 0 | 0 | 0 | 0 | 0 | 0 | 0 | 0 | 0 | 0 | 0
35 | DR | D3WDLDUM5 | TS02 | TS02 | 0 | 0 | 0 | 0 | 0 | 0 | 0 | 0 | 0 | 0 | 0 | 0 | 0 | 0 | 0 | 0 | 0 | 0 | 0 | 0 | 0 | 0 | 0 | 0 | 0 | 0 | 0 | 0 | 0 | 0 | 0
35 | DR | D3WDLDUM5 | TS03 | TS03 | 0 | 0 | 0 | 0 | 0 | 0 | 0 | 0 | 0 | 0 | 0 | 0 | 0 | 0 | 0 | 0 | 0 | 0 | 0 | 0 | 0 | 0 | 0 | 0 | 0 | 0 | 0 | 0 | 0 | 0 | 0
35 | DR | D3WDLDUM5 | TS04 | TS04 | 0 | 0 | 0 | 0 | 0 | 0 | 0 | 0 | 0 | 0 | 0 | 0 | 0 | 0 | 0 | 0 | 0 | 0 | 0 | 0 | 0 | 0 | 0 | 0 | 0 | 0 | 0 | 0 | 0 | 0 | 0
35 | DR | D3WDLDUM5 | TS05 | TS05 | 0 | 0 | 0 | 0 | 0 | 0 | 0 | 0 | 0 | 0 | 0 | 0 | 0 | 0 | 0 | 0 | 0 | 0 | 0 | 0 | 0 | 0 | 0 | 0 | 0 | 0 | 0 | 0 | 0 | 0 | 0
35 | DR | D3WDLDUM5 | TS06 | TS06 | 0 | 0 | 0 | 0 | 0 | 0 | 0 | 0 | 0 | 0 | 0 | 0 | 0 | 0 | 0 | 0 | 0 | 0 | 0 | 0 | 0 | 0 | 0 | 0 | 0 | 0 | 0 | 0 | 0 | 0 | 0
35 | DR | D3WDLDUM5 | TS07 | TS07 | 0 | 0 | 0 | 0 | 0 | 0 | 0 | 0 | 0 | 0 | 0 | 0 | 0 | 0 | 0 | 0 | 0 | 0 | 0 | 0 | 0 | 0 | 0 | 0 | 0 | 0 | 0 | 0 | 0 | 0 | 0
35 | DR | D3WDLDUM5 | TS08 | TS08 | 0 | 0 | 0 | 0 | 0 | 0 | 0 | 0 | 0 | 0 | 0 | 0 | 0 | 0 | 0 | 0 | 0 | 0 | 0 | 0 | 0 | 0 | 0 | 0 | 0 | 0 | 0 | 0 | 0 | 0 | 0
35 | DR | D3WDLDUM5 | TS09 | TS09 | 0 | 0 | 0 | 0 | 0 | 0 | 0 | 0 | 0 | 0 | 0 | 0 | 0 | 0 | 0 | 0 | 0 | 0 | 0 | 0 | 0 | 0 | 0 | 0 | 0 | 0 | 0 | 0 | 0 | 0 | 0
35 | DR | D3WDLDUM5 | TS10 | TS10 | 0 | 0 | 0 | 0 | 0 | 0 | 0 | 0 | 0 | 0 | 0 | 0 | 0 | 0 | 0 | 0 | 0 | 0 | 0 | 0 | 0 | 0 | 0 | 0 | 0 | 0 | 0 | 0 | 0 | 0 | 0
35 | DR | D3WDLDUM5 | TS11 | TS11 | 0 | 0 | 0 | 0 | 0 | 0 | 0 | 0 | 0 | 0 | 0 | 0 | 0 | 0 | 0 | 0 | 0 | 0 | 0 | 0 | 0 | 0 | 0 | 0 | 0 | 0 | 0 | 0 | 0 | 0 | 0
35 | DR | D3WDLDUM5 | TS12 | TS12 | 0 | 0 | 0 | 0 | 0 | 0 | 0 | 0 | 0 | 0 | 0 | 0 | 0 | 0 | 0 | 0 | 0 | 0 | 0 | 0 | 0 | 0 | 0 | 0 | 0 | 0 | 0 | 0 | 0 | 0 | 0
35 | DR | D3WDLDUM5 | TS13 | TS13 | 0 | 0 | 0 | 0 | 0 | 0 | 0 | 0 | 0 | 0 | 0 | 0 | 0 | 0 | 0 | 0 | 0 | 0 | 0 | 0 | 0 | 0 | 0 | 0 | 0 | 0 | 0 | 0 | 0 | 0 | 0
35 | DR | D3WDLDUM5 | TS14 | TS14 | 0 | 0 | 0 | 0 | 0 | 0 | 0 | 0 | 0 | 0 | 0 | 0 | 0 | 0 | 0 | 0 | 0 | 0 | 0 | 0 | 0 | 0 | 0 | 0 | 0 | 0 | 0 | 0 | 0 | 0 | 0
35 | DR | D3WDLDUM5 | TS15 | TS15 | 0 | 0 | 0 | 0 | 0 | 0 | 0 | 0 | 0 | 0 | 0 | 0 | 0 | 0 | 0 | 0 | 0 | 0 | 0 | 0 | 0 | 0 | 0 | 0 | 0 | 0 | 0 | 0 | 0 | 0 | 0
35 | DR | D3WDLDUM5 | TS16 | TS16 | 0 | 0 | 0 | 0 | 0 | 0 | 0 | 0 | 0 | 0 | 0 | 0 | 0 | 0 | 0 | 0 | 0 | 0 | 0 | 0 | 0 | 0 | 0 | 0 | 0 | 0 | 0 | 0 | 0 | 0 | 0
35 | DR | D3WDLDUM5 | TS17 | TS17 | 0 | 0 | 0 | 0 | 0 | 0 | 0 | 0 | 0 | 0 | 0 | 0 | 0 | 0 | 0 | 0 | 0 | 0 | 0 | 0 | 0 | 0 | 0 | 0 | 0 | 0 | 0 | 0 | 0 | 0 | 0
35 | DR | D3WDLDUM5 | TS18 | TS18 | 0 | 0 | 0 | 0 | 0 | 0 | 0 | 0 | 0 | 0 | 0 | 0 | 0 | 0 | 0 | 0 | 0 | 0 | 0 | 0 | 0 | 0 | 0 | 0 | 0 | 0 | 0 | 0 | 0 | 0 | 0
35 | DR | D3WDLDUM5 | TS19 | TS19 | 0 | 0 | 0 | 0 | 0 | 0 | 0 | 0 | 0 | 0 | 0 | 0 | 0 | 0 | 0 | 0 | 0 | 0 | 0 | 0 | 0 | 0 | 0 | 0 | 0 | 0 | 0 | 0 | 0 | 0 | 0
35 | DR | D3WDLDUM5 | TS20 | TS20 | 0 | 0 | 0 | 0 | 0 | 0 | 0 | 0 | 0 | 0 | 0 | 0 | 0 | 0 | 0 | 0 | 0 | 0 | 0 | 0 | 0 | 0 | 0 | 0 | 0 | 0 | 0 | 0 | 0 | 0 | 0
35 | DR | D3WDLDUM5 | TS21 | TS21 | 0 | 0 | 0 | 0 | 0 | 0 | 0 | 0 | 0 | 0 | 0 | 0 | 0 | 0 | 0 | 0 | 0 | 0 | 0 | 0 | 0 | 0 | 0 | 0 | 0 | 0 | 0 | 0 | 0 | 0 | 0
35 | DR | D3WDLDUM5 | TS22 | TS22 | 0 | 0 | 0 | 0 | 0 | 0 | 0 | 0 | 0 | 0 | 0 | 0 | 0 | 0 | 0 | 0 | 0 | 0 | 0 | 0 | 0 | 0 | 0 | 0 | 0 | 0 | 0 | 0 | 0 | 0 | 0
35 | DR | D3WDLDUM5 | TS23 | TS23 | 0 | 0 | 0 | 0 | 0 | 0 | 0 | 0 | 0 | 0 | 0 | 0 | 0 | 0 | 0 | 0 | 0 | 0 | 0 | 0 | 0 | 0 | 0 | 0 | 0 | 0 | 0 | 0 | 0 | 0 | 0
35 | DR | D3WDLDUM5 | TS24 | TS24 | 0 | 0 | 0 | 0 | 0 | 0 | 0 | 0 | 0 | 0 | 0 | 0 | 0 | 0 | 0 | 0 | 0 | 0 | 0 | 0 | 0 | 0 | 0 | 0 | 0 | 0 | 0 | 0 | 0 | 0 | 0
35 | DR | D3WDLDUM5 | TS25 | TS25 | 0 | 0 | 0 | 0 | 0 | 0 | 0 | 0 | 0 | 0 | 0 | 0 | 0 | 0 | 0 | 0 | 0 | 0 | 0 | 0 | 0 | 0 | 0 | 0 | 0 | 0 | 0 | 0 | 0 | 0 | 0
35 | DR | D3WDLDUM5 | TS26 | TS26 | 0 | 0 | 0 | 0 | 0 | 0 | 0 | 0 | 0 | 0 | 0 | 0 | 0 | 0 | 0 | 0 | 0 | 0 | 0 | 0 | 0 | 0 | 0 | 0 | 0 | 0 | 0 | 0 | 0 | 0 | 0
35 | DR | D3WDLDUM5 | TS27 | TS27 | 0 | 0 | 0 | 0 | 0 | 0 | 0 | 0 | 0 | 0 | 0 | 0 | 0 | 0 | 0 | 0 | 0 | 0 | 0 | 0 | 0 | 0 | 0 | 0 | 0 | 0 | 0 | 0 | 0 | 0 | 0
35 | DR | D3WDLDUM5 | TS28 | TS28 | 0 | 0 | 0 | 0 | 0 | 0 | 0 | 0 | 0 | 0 | 0 | 0 | 0 | 0 | 0 | 0 | 0 | 0 | 0 | 0 | 0 | 0 | 0 | 0 | 0 | 0 | 0 | 0 | 0 | 0 | 0
35 | DR | D3WDLDUM5 | TS29 | TS29 | 0 | 0 | 0 | 0 | 0 | 0 | 0 | 0 | 0 | 0 | 0 | 0 | 0 | 0 | 0 | 0 | 0 | 0 | 0 | 0 | 0 | 0 | 0 | 0 | 0 | 0 | 0 | 0 | 0 | 0 | 0
35 | DR | D3WDLDUM5 | TS30 | TS30 | 0 | 0 | 0 | 0 | 0 | 0 | 0 | 0 | 0 | 0 | 0 | 0 | 0 | 0 | 0 | 0 | 0 | 0 | 0 | 0 | 0 | 0 | 0 | 0 | 0 | 0 | 0 | 0 | 0 | 0 | 0
35 | DR | D3WDLDUM5 | TS31 | TS31 | 0 | 0 | 0 | 0 | 0 | 0 | 0 | 0 | 0 | 0 | 0 | 0 | 0 | 0 | 0 | 0 | 0 | 0 | 0 | 0 | 0 | 0 | 0 | 0 | 0 | 0 | 0 | 0 | 0 | 0 | 0
35 | DR | D3WDLDUM5 | TS32 | TS32 | 0 | 0 | 0 | 0 | 0 | 0 | 0 | 0 | 0 | 0 | 0 | 0 | 0 | 0 | 0 | 0 | 0 | 0 | 0 | 0 | 0 | 0 | 0 | 0 | 0 | 0 | 0 | 0 | 0 | 0 | 0
35 | DR | D3WDLDUM5 | TS33 | TS33 | 0 | 0 | 0 | 0 | 0 | 0 | 0 | 0 | 0 | 0 | 0 | 0 | 0 | 0 | 0 | 0 | 0 | 0 | 0 | 0 | 0 | 0 | 0 | 0 | 0 | 0 | 0 | 0 | 0 | 0 | 0
35 | DR | D3WDLDUM5 | TS34 | TS34 | 0 | 0 | 0 | 0 | 0 | 0 | 0 | 0 | 0 | 0 | 0 | 0 | 0 | 0 | 0 | 0 | 0 | 0 | 0 | 0 | 0 | 0 | 0 | 0 | 0 | 0 | 0 | 0 | 0 | 0 | 0
35 | DR | D3WDLDUM5 | TS35 | TS35 | 0 | 0 | 0 | 0 | 0 | 0 | 0 | 0 | 0 | 0 | 0 | 0 | 0 | 0 | 0 | 0 | 0 | 0 | 0 | 0 | 0 | 0 | 0 | 0 | 0 | 0 | 0 | 0 | 0 | 0 | 0
35 | DR | D3WDLDUM5 | TS36 | TS36 | 0 | 0 | 0 | 0 | 0 | 0 | 0 | 0 | 0 | 0 | 0 | 0 | 0 | 0 | 0 | 0 | 0 | 0 | 0 | 0 | 0 | 0 | 0 | 0 | 0 | 0 | 0 | 0 | 0 | 0 | 0
35 | DR | D3WDLDUM5 | TS37 | TS37 | 0 | 0 | 0 | 0 | 0 | 0 | 0 | 0 | 0 | 0 | 0 | 0 | 0 | 0 | 0 | 0 | 0 | 0 | 0 | 0 | 0 | 0 | 0 | 0 | 0 | 0 | 0 | 0 | 0 | 0 | 0
35 | DR | D3WDLDUM5 | TS38 | TS38 | 0 | 0 | 0 | 0 | 0 | 0 | 0 | 0 | 0 | 0 | 0 | 0 | 0 | 0 | 0 | 0 | 0 | 0 | 0 | 0 | 0 | 0 | 0 | 0 | 0 | 0 | 0 | 0 | 0 | 0 | 0
35 | DR | D3WDLDUM5 | TS39 | TS39 | 0 | 0 | 0 | 0 | 0 | 0 | 0 | 0 | 0 | 0 | 0 | 0 | 0 | 0 | 0 | 0 | 0 | 0 | 0 | 0 | 0 | 0 | 0 | 0 | 0 | 0 | 0 | 0 | 0 | 0 | 0
35 | DR | D3WDLDUM5 | TS40 | TS40 | 0 | 0 | 0 | 0 | 0 | 0 | 0 | 0 | 0 | 0 | 0 | 0 | 0 | 0 | 0 | 0 | 0 | 0 | 0 | 0 | 0 | 0 | 0 | 0 | 0 | 0 | 0 | 0 | 0 | 0 | 0
36 | DR | D3WDLDUM6 |  | [DRC,D3WDLDUM6,*,*] : | 2020 | 2021 | 2022 | 2023 | 2024 | 2025 | 2026 | 2027 | 2028 | 2029 | 2030 | 2031 | 2032 | 2033 | 2034 | 2035 | 2036 | 2037 | 2038 | 2039 | 2040 | 2041 | 2042 | 2043 | 2044 | 2045 | 2046 | 2047 | 2048 | 2049 | 2050 :=
36 | DR | D3WDLDUM6 | TS01 | TS01 | 0 | 0 | 0 | 0 | 0 | 0 | 0 | 0 | 0 | 0 | 0 | 0 | 0 | 0 | 0 | 0 | 0 | 0 | 0 | 0 | 0 | 0 | 0 | 0 | 0 | 0 | 0 | 0 | 0 | 0 | 0
36 | DR | D3WDLDUM6 | TS02 | TS02 | 0 | 0 | 0 | 0 | 0 | 0 | 0 | 0 | 0 | 0 | 0 | 0 | 0 | 0 | 0 | 0 | 0 | 0 | 0 | 0 | 0 | 0 | 0 | 0 | 0 | 0 | 0 | 0 | 0 | 0 | 0
36 | DR | D3WDLDUM6 | TS03 | TS03 | 0 | 0 | 0 | 0 | 0 | 0 | 0 | 0 | 0 | 0 | 0 | 0 | 0 | 0 | 0 | 0 | 0 | 0 | 0 | 0 | 0 | 0 | 0 | 0 | 0 | 0 | 0 | 0 | 0 | 0 | 0
36 | DR | D3WDLDUM6 | TS04 | TS04 | 0 | 0 | 0 | 0 | 0 | 0 | 0 | 0 | 0 | 0 | 0 | 0 | 0 | 0 | 0 | 0 | 0 | 0 | 0 | 0 | 0 | 0 | 0 | 0 | 0 | 0 | 0 | 0 | 0 | 0 | 0
36 | DR | D3WDLDUM6 | TS05 | TS05 | 0 | 0 | 0 | 0 | 0 | 0 | 0 | 0 | 0 | 0 | 0 | 0 | 0 | 0 | 0 | 0 | 0 | 0 | 0 | 0 | 0 | 0 | 0 | 0 | 0 | 0 | 0 | 0 | 0 | 0 | 0
36 | DR | D3WDLDUM6 | TS06 | TS06 | 0 | 0 | 0 | 0 | 0 | 0 | 0 | 0 | 0 | 0 | 0 | 0 | 0 | 0 | 0 | 0 | 0 | 0 | 0 | 0 | 0 | 0 | 0 | 0 | 0 | 0 | 0 | 0 | 0 | 0 | 0
36 | DR | D3WDLDUM6 | TS07 | TS07 | 0 | 0 | 0 | 0 | 0 | 0 | 0 | 0 | 0 | 0 | 0 | 0 | 0 | 0 | 0 | 0 | 0 | 0 | 0 | 0 | 0 | 0 | 0 | 0 | 0 | 0 | 0 | 0 | 0 | 0 | 0
36 | DR | D3WDLDUM6 | TS08 | TS08 | 0 | 0 | 0 | 0 | 0 | 0 | 0 | 0 | 0 | 0 | 0 | 0 | 0 | 0 | 0 | 0 | 0 | 0 | 0 | 0 | 0 | 0 | 0 | 0 | 0 | 0 | 0 | 0 | 0 | 0 | 0
36 | DR | D3WDLDUM6 | TS09 | TS09 | 0 | 0 | 0 | 0 | 0 | 0 | 0 | 0 | 0 | 0 | 0 | 0 | 0 | 0 | 0 | 0 | 0 | 0 | 0 | 0 | 0 | 0 | 0 | 0 | 0 | 0 | 0 | 0 | 0 | 0 | 0
36 | DR | D3WDLDUM6 | TS10 | TS10 | 0 | 0 | 0 | 0 | 0 | 0 | 0 | 0 | 0 | 0 | 0 | 0 | 0 | 0 | 0 | 0 | 0 | 0 | 0 | 0 | 0 | 0 | 0 | 0 | 0 | 0 | 0 | 0 | 0 | 0 | 0
36 | DR | D3WDLDUM6 | TS11 | TS11 | 0 | 0 | 0 | 0 | 0 | 0 | 0 | 0 | 0 | 0 | 0 | 0 | 0 | 0 | 0 | 0 | 0 | 0 | 0 | 0 | 0 | 0 | 0 | 0 | 0 | 0 | 0 | 0 | 0 | 0 | 0
36 | DR | D3WDLDUM6 | TS12 | TS12 | 0 | 0 | 0 | 0 | 0 | 0 | 0 | 0 | 0 | 0 | 0 | 0 | 0 | 0 | 0 | 0 | 0 | 0 | 0 | 0 | 0 | 0 | 0 | 0 | 0 | 0 | 0 | 0 | 0 | 0 | 0
36 | DR | D3WDLDUM6 | TS13 | TS13 | 0 | 0 | 0 | 0 | 0 | 0 | 0 | 0 | 0 | 0 | 0 | 0 | 0 | 0 | 0 | 0 | 0 | 0 | 0 | 0 | 0 | 0 | 0 | 0 | 0 | 0 | 0 | 0 | 0 | 0 | 0
36 | DR | D3WDLDUM6 | TS14 | TS14 | 0 | 0 | 0 | 0 | 0 | 0 | 0 | 0 | 0 | 0 | 0 | 0 | 0 | 0 | 0 | 0 | 0 | 0 | 0 | 0 | 0 | 0 | 0 | 0 | 0 | 0 | 0 | 0 | 0 | 0 | 0
36 | DR | D3WDLDUM6 | TS15 | TS15 | 0 | 0 | 0 | 0 | 0 | 0 | 0 | 0 | 0 | 0 | 0 | 0 | 0 | 0 | 0 | 0 | 0 | 0 | 0 | 0 | 0 | 0 | 0 | 0 | 0 | 0 | 0 | 0 | 0 | 0 | 0
36 | DR | D3WDLDUM6 | TS16 | TS16 | 0 | 0 | 0 | 0 | 0 | 0 | 0 | 0 | 0 | 0 | 0 | 0 | 0 | 0 | 0 | 0 | 0 | 0 | 0 | 0 | 0 | 0 | 0 | 0 | 0 | 0 | 0 | 0 | 0 | 0 | 0
36 | DR | D3WDLDUM6 | TS17 | TS17 | 0 | 0 | 0 | 0 | 0 | 0 | 0 | 0 | 0 | 0 | 0 | 0 | 0 | 0 | 0 | 0 | 0 | 0 | 0 | 0 | 0 | 0 | 0 | 0 | 0 | 0 | 0 | 0 | 0 | 0 | 0
36 | DR | D3WDLDUM6 | TS18 | TS18 | 0 | 0 | 0 | 0 | 0 | 0 | 0 | 0 | 0 | 0 | 0 | 0 | 0 | 0 | 0 | 0 | 0 | 0 | 0 | 0 | 0 | 0 | 0 | 0 | 0 | 0 | 0 | 0 | 0 | 0 | 0
36 | DR | D3WDLDUM6 | TS19 | TS19 | 0 | 0 | 0 | 0 | 0 | 0 | 0 | 0 | 0 | 0 | 0 | 0 | 0 | 0 | 0 | 0 | 0 | 0 | 0 | 0 | 0 | 0 | 0 | 0 | 0 | 0 | 0 | 0 | 0 | 0 | 0
36 | DR | D3WDLDUM6 | TS20 | TS20 | 0 | 0 | 0 | 0 | 0 | 0 | 0 | 0 | 0 | 0 | 0 | 0 | 0 | 0 | 0 | 0 | 0 | 0 | 0 | 0 | 0 | 0 | 0 | 0 | 0 | 0 | 0 | 0 | 0 | 0 | 0
36 | DR | D3WDLDUM6 | TS21 | TS21 | 0 | 0 | 0 | 0 | 0 | 0 | 0 | 0 | 0 | 0 | 0 | 0 | 0 | 0 | 0 | 0 | 0 | 0 | 0 | 0 | 0 | 0 | 0 | 0 | 0 | 0 | 0 | 0 | 0 | 0 | 0
36 | DR | D3WDLDUM6 | TS22 | TS22 | 0 | 0 | 0 | 0 | 0 | 0 | 0 | 0 | 0 | 0 | 0 | 0 | 0 | 0 | 0 | 0 | 0 | 0 | 0 | 0 | 0 | 0 | 0 | 0 | 0 | 0 | 0 | 0 | 0 | 0 | 0
36 | DR | D3WDLDUM6 | TS23 | TS23 | 0 | 0 | 0 | 0 | 0 | 0 | 0 | 0 | 0 | 0 | 0 | 0 | 0 | 0 | 0 | 0 | 0 | 0 | 0 | 0 | 0 | 0 | 0 | 0 | 0 | 0 | 0 | 0 | 0 | 0 | 0
36 | DR | D3WDLDUM6 | TS24 | TS24 | 0 | 0 | 0 | 0 | 0 | 0 | 0 | 0 | 0 | 0 | 0 | 0 | 0 | 0 | 0 | 0 | 0 | 0 | 0 | 0 | 0 | 0 | 0 | 0 | 0 | 0 | 0 | 0 | 0 | 0 | 0
36 | DR | D3WDLDUM6 | TS25 | TS25 | 0 | 0 | 0 | 0 | 0 | 0 | 0 | 0 | 0 | 0 | 0 | 0 | 0 | 0 | 0 | 0 | 0 | 0 | 0 | 0 | 0 | 0 | 0 | 0 | 0 | 0 | 0 | 0 | 0 | 0 | 0
36 | DR | D3WDLDUM6 | TS26 | TS26 | 0 | 0 | 0 | 0 | 0 | 0 | 0 | 0 | 0 | 0 | 0 | 0 | 0 | 0 | 0 | 0 | 0 | 0 | 0 | 0 | 0 | 0 | 0 | 0 | 0 | 0 | 0 | 0 | 0 | 0 | 0
36 | DR | D3WDLDUM6 | TS27 | TS27 | 0 | 0 | 0 | 0 | 0 | 0 | 0 | 0 | 0 | 0 | 0 | 0 | 0 | 0 | 0 | 0 | 0 | 0 | 0 | 0 | 0 | 0 | 0 | 0 | 0 | 0 | 0 | 0 | 0 | 0 | 0
36 | DR | D3WDLDUM6 | TS28 | TS28 | 0 | 0 | 0 | 0 | 0 | 0 | 0 | 0 | 0 | 0 | 0 | 0 | 0 | 0 | 0 | 0 | 0 | 0 | 0 | 0 | 0 | 0 | 0 | 0 | 0 | 0 | 0 | 0 | 0 | 0 | 0
36 | DR | D3WDLDUM6 | TS29 | TS29 | 0 | 0 | 0 | 0 | 0 | 0 | 0 | 0 | 0 | 0 | 0 | 0 | 0 | 0 | 0 | 0 | 0 | 0 | 0 | 0 | 0 | 0 | 0 | 0 | 0 | 0 | 0 | 0 | 0 | 0 | 0
36 | DR | D3WDLDUM6 | TS30 | TS30 | 0 | 0 | 0 | 0 | 0 | 0 | 0 | 0 | 0 | 0 | 0 | 0 | 0 | 0 | 0 | 0 | 0 | 0 | 0 | 0 | 0 | 0 | 0 | 0 | 0 | 0 | 0 | 0 | 0 | 0 | 0
36 | DR | D3WDLDUM6 | TS31 | TS31 | 0 | 0 | 0 | 0 | 0 | 0 | 0 | 0 | 0 | 0 | 0 | 0 | 0 | 0 | 0 | 0 | 0 | 0 | 0 | 0 | 0 | 0 | 0 | 0 | 0 | 0 | 0 | 0 | 0 | 0 | 0
36 | DR | D3WDLDUM6 | TS32 | TS32 | 0 | 0 | 0 | 0 | 0 | 0 | 0 | 0 | 0 | 0 | 0 | 0 | 0 | 0 | 0 | 0 | 0 | 0 | 0 | 0 | 0 | 0 | 0 | 0 | 0 | 0 | 0 | 0 | 0 | 0 | 0
36 | DR | D3WDLDUM6 | TS33 | TS33 | 0 | 0 | 0 | 0 | 0 | 0 | 0 | 0 | 0 | 0 | 0 | 0 | 0 | 0 | 0 | 0 | 0 | 0 | 0 | 0 | 0 | 0 | 0 | 0 | 0 | 0 | 0 | 0 | 0 | 0 | 0
36 | DR | D3WDLDUM6 | TS34 | TS34 | 0 | 0 | 0 | 0 | 0 | 0 | 0 | 0 | 0 | 0 | 0 | 0 | 0 | 0 | 0 | 0 | 0 | 0 | 0 | 0 | 0 | 0 | 0 | 0 | 0 | 0 | 0 | 0 | 0 | 0 | 0
36 | DR | D3WDLDUM6 | TS35 | TS35 | 0 | 0 | 0 | 0 | 0 | 0 | 0 | 0 | 0 | 0 | 0 | 0 | 0 | 0 | 0 | 0 | 0 | 0 | 0 | 0 | 0 | 0 | 0 | 0 | 0 | 0 | 0 | 0 | 0 | 0 | 0
36 | DR | D3WDLDUM6 | TS36 | TS36 | 0 | 0 | 0 | 0 | 0 | 0 | 0 | 0 | 0 | 0 | 0 | 0 | 0 | 0 | 0 | 0 | 0 | 0 | 0 | 0 | 0 | 0 | 0 | 0 | 0 | 0 | 0 | 0 | 0 | 0 | 0
36 | DR | D3WDLDUM6 | TS37 | TS37 | 0 | 0 | 0 | 0 | 0 | 0 | 0 | 0 | 0 | 0 | 0 | 0 | 0 | 0 | 0 | 0 | 0 | 0 | 0 | 0 | 0 | 0 | 0 | 0 | 0 | 0 | 0 | 0 | 0 | 0 | 0
36 | DR | D3WDLDUM6 | TS38 | TS38 | 0 | 0 | 0 | 0 | 0 | 0 | 0 | 0 | 0 | 0 | 0 | 0 | 0 | 0 | 0 | 0 | 0 | 0 | 0 | 0 | 0 | 0 | 0 | 0 | 0 | 0 | 0 | 0 | 0 | 0 | 0
36 | DR | D3WDLDUM6 | TS39 | TS39 | 0 | 0 | 0 | 0 | 0 | 0 | 0 | 0 | 0 | 0 | 0 | 0 | 0 | 0 | 0 | 0 | 0 | 0 | 0 | 0 | 0 | 0 | 0 | 0 | 0 | 0 | 0 | 0 | 0 | 0 | 0
36 | DR | D3WDLDUM6 | TS40 | TS40 | 0 | 0 | 0 | 0 | 0 | 0 | 0 | 0 | 0 | 0 | 0 | 0 | 0 | 0 | 0 | 0 | 0 | 0 | 0 | 0 | 0 | 0 | 0 | 0 | 0 | 0 | 0 | 0 | 0 | 0 | 0
37 | DR | D3WDLDUM7 |  | [DRC,D3WDLDUM7,*,*] : | 2020 | 2021 | 2022 | 2023 | 2024 | 2025 | 2026 | 2027 | 2028 | 2029 | 2030 | 2031 | 2032 | 2033 | 2034 | 2035 | 2036 | 2037 | 2038 | 2039 | 2040 | 2041 | 2042 | 2043 | 2044 | 2045 | 2046 | 2047 | 2048 | 2049 | 2050 :=
37 | DR | D3WDLDUM7 | TS01 | TS01 | 0 | 0 | 0 | 0 | 0 | 0 | 0 | 0 | 0 | 0 | 0 | 0 | 0 | 0 | 0 | 0 | 0 | 0 | 0 | 0 | 0 | 0 | 0 | 0 | 0 | 0 | 0 | 0 | 0 | 0 | 0
37 | DR | D3WDLDUM7 | TS02 | TS02 | 0 | 0 | 0 | 0 | 0 | 0 | 0 | 0 | 0 | 0 | 0 | 0 | 0 | 0 | 0 | 0 | 0 | 0 | 0 | 0 | 0 | 0 | 0 | 0 | 0 | 0 | 0 | 0 | 0 | 0 | 0
37 | DR | D3WDLDUM7 | TS03 | TS03 | 0 | 0 | 0 | 0 | 0 | 0 | 0 | 0 | 0 | 0 | 0 | 0 | 0 | 0 | 0 | 0 | 0 | 0 | 0 | 0 | 0 | 0 | 0 | 0 | 0 | 0 | 0 | 0 | 0 | 0 | 0
37 | DR | D3WDLDUM7 | TS04 | TS04 | 0 | 0 | 0 | 0 | 0 | 0 | 0 | 0 | 0 | 0 | 0 | 0 | 0 | 0 | 0 | 0 | 0 | 0 | 0 | 0 | 0 | 0 | 0 | 0 | 0 | 0 | 0 | 0 | 0 | 0 | 0
37 | DR | D3WDLDUM7 | TS05 | TS05 | 0 | 0 | 0 | 0 | 0 | 0 | 0 | 0 | 0 | 0 | 0 | 0 | 0 | 0 | 0 | 0 | 0 | 0 | 0 | 0 | 0 | 0 | 0 | 0 | 0 | 0 | 0 | 0 | 0 | 0 | 0
37 | DR | D3WDLDUM7 | TS06 | TS06 | 0 | 0 | 0 | 0 | 0 | 0 | 0 | 0 | 0 | 0 | 0 | 0 | 0 | 0 | 0 | 0 | 0 | 0 | 0 | 0 | 0 | 0 | 0 | 0 | 0 | 0 | 0 | 0 | 0 | 0 | 0
37 | DR | D3WDLDUM7 | TS07 | TS07 | 0 | 0 | 0 | 0 | 0 | 0 | 0 | 0 | 0 | 0 | 0 | 0 | 0 | 0 | 0 | 0 | 0 | 0 | 0 | 0 | 0 | 0 | 0 | 0 | 0 | 0 | 0 | 0 | 0 | 0 | 0
37 | DR | D3WDLDUM7 | TS08 | TS08 | 0 | 0 | 0 | 0 | 0 | 0 | 0 | 0 | 0 | 0 | 0 | 0 | 0 | 0 | 0 | 0 | 0 | 0 | 0 | 0 | 0 | 0 | 0 | 0 | 0 | 0 | 0 | 0 | 0 | 0 | 0
37 | DR | D3WDLDUM7 | TS09 | TS09 | 0 | 0 | 0 | 0 | 0 | 0 | 0 | 0 | 0 | 0 | 0 | 0 | 0 | 0 | 0 | 0 | 0 | 0 | 0 | 0 | 0 | 0 | 0 | 0 | 0 | 0 | 0 | 0 | 0 | 0 | 0
37 | DR | D3WDLDUM7 | TS10 | TS10 | 0 | 0 | 0 | 0 | 0 | 0 | 0 | 0 | 0 | 0 | 0 | 0 | 0 | 0 | 0 | 0 | 0 | 0 | 0 | 0 | 0 | 0 | 0 | 0 | 0 | 0 | 0 | 0 | 0 | 0 | 0
37 | DR | D3WDLDUM7 | TS11 | TS11 | 0 | 0 | 0 | 0 | 0 | 0 | 0 | 0 | 0 | 0 | 0 | 0 | 0 | 0 | 0 | 0 | 0 | 0 | 0 | 0 | 0 | 0 | 0 | 0 | 0 | 0 | 0 | 0 | 0 | 0 | 0
37 | DR | D3WDLDUM7 | TS12 | TS12 | 0 | 0 | 0 | 0 | 0 | 0 | 0 | 0 | 0 | 0 | 0 | 0 | 0 | 0 | 0 | 0 | 0 | 0 | 0 | 0 | 0 | 0 | 0 | 0 | 0 | 0 | 0 | 0 | 0 | 0 | 0
37 | DR | D3WDLDUM7 | TS13 | TS13 | 0 | 0 | 0 | 0 | 0 | 0 | 0 | 0 | 0 | 0 | 0 | 0 | 0 | 0 | 0 | 0 | 0 | 0 | 0 | 0 | 0 | 0 | 0 | 0 | 0 | 0 | 0 | 0 | 0 | 0 | 0
37 | DR | D3WDLDUM7 | TS14 | TS14 | 0 | 0 | 0 | 0 | 0 | 0 | 0 | 0 | 0 | 0 | 0 | 0 | 0 | 0 | 0 | 0 | 0 | 0 | 0 | 0 | 0 | 0 | 0 | 0 | 0 | 0 | 0 | 0 | 0 | 0 | 0
37 | DR | D3WDLDUM7 | TS15 | TS15 | 0 | 0 | 0 | 0 | 0 | 0 | 0 | 0 | 0 | 0 | 0 | 0 | 0 | 0 | 0 | 0 | 0 | 0 | 0 | 0 | 0 | 0 | 0 | 0 | 0 | 0 | 0 | 0 | 0 | 0 | 0
37 | DR | D3WDLDUM7 | TS16 | TS16 | 0 | 0 | 0 | 0 | 0 | 0 | 0 | 0 | 0 | 0 | 0 | 0 | 0 | 0 | 0 | 0 | 0 | 0 | 0 | 0 | 0 | 0 | 0 | 0 | 0 | 0 | 0 | 0 | 0 | 0 | 0
37 | DR | D3WDLDUM7 | TS17 | TS17 | 0 | 0 | 0 | 0 | 0 | 0 | 0 | 0 | 0 | 0 | 0 | 0 | 0 | 0 | 0 | 0 | 0 | 0 | 0 | 0 | 0 | 0 | 0 | 0 | 0 | 0 | 0 | 0 | 0 | 0 | 0
37 | DR | D3WDLDUM7 | TS18 | TS18 | 0 | 0 | 0 | 0 | 0 | 0 | 0 | 0 | 0 | 0 | 0 | 0 | 0 | 0 | 0 | 0 | 0 | 0 | 0 | 0 | 0 | 0 | 0 | 0 | 0 | 0 | 0 | 0 | 0 | 0 | 0
37 | DR | D3WDLDUM7 | TS19 | TS19 | 0 | 0 | 0 | 0 | 0 | 0 | 0 | 0 | 0 | 0 | 0 | 0 | 0 | 0 | 0 | 0 | 0 | 0 | 0 | 0 | 0 | 0 | 0 | 0 | 0 | 0 | 0 | 0 | 0 | 0 | 0
37 | DR | D3WDLDUM7 | TS20 | TS20 | 0 | 0 | 0 | 0 | 0 | 0 | 0 | 0 | 0 | 0 | 0 | 0 | 0 | 0 | 0 | 0 | 0 | 0 | 0 | 0 | 0 | 0 | 0 | 0 | 0 | 0 | 0 | 0 | 0 | 0 | 0
37 | DR | D3WDLDUM7 | TS21 | TS21 | 0 | 0 | 0 | 0 | 0 | 0 | 0 | 0 | 0 | 0 | 0 | 0 | 0 | 0 | 0 | 0 | 0 | 0 | 0 | 0 | 0 | 0 | 0 | 0 | 0 | 0 | 0 | 0 | 0 | 0 | 0
37 | DR | D3WDLDUM7 | TS22 | TS22 | 0 | 0 | 0 | 0 | 0 | 0 | 0 | 0 | 0 | 0 | 0 | 0 | 0 | 0 | 0 | 0 | 0 | 0 | 0 | 0 | 0 | 0 | 0 | 0 | 0 | 0 | 0 | 0 | 0 | 0 | 0
37 | DR | D3WDLDUM7 | TS23 | TS23 | 0 | 0 | 0 | 0 | 0 | 0 | 0 | 0 | 0 | 0 | 0 | 0 | 0 | 0 | 0 | 0 | 0 | 0 | 0 | 0 | 0 | 0 | 0 | 0 | 0 | 0 | 0 | 0 | 0 | 0 | 0
37 | DR | D3WDLDUM7 | TS24 | TS24 | 0 | 0 | 0 | 0 | 0 | 0 | 0 | 0 | 0 | 0 | 0 | 0 | 0 | 0 | 0 | 0 | 0 | 0 | 0 | 0 | 0 | 0 | 0 | 0 | 0 | 0 | 0 | 0 | 0 | 0 | 0
37 | DR | D3WDLDUM7 | TS25 | TS25 | 0 | 0 | 0 | 0 | 0 | 0 | 0 | 0 | 0 | 0 | 0 | 0 | 0 | 0 | 0 | 0 | 0 | 0 | 0 | 0 | 0 | 0 | 0 | 0 | 0 | 0 | 0 | 0 | 0 | 0 | 0
37 | DR | D3WDLDUM7 | TS26 | TS26 | 0 | 0 | 0 | 0 | 0 | 0 | 0 | 0 | 0 | 0 | 0 | 0 | 0 | 0 | 0 | 0 | 0 | 0 | 0 | 0 | 0 | 0 | 0 | 0 | 0 | 0 | 0 | 0 | 0 | 0 | 0
37 | DR | D3WDLDUM7 | TS27 | TS27 | 0 | 0 | 0 | 0 | 0 | 0 | 0 | 0 | 0 | 0 | 0 | 0 | 0 | 0 | 0 | 0 | 0 | 0 | 0 | 0 | 0 | 0 | 0 | 0 | 0 | 0 | 0 | 0 | 0 | 0 | 0
37 | DR | D3WDLDUM7 | TS28 | TS28 | 0 | 0 | 0 | 0 | 0 | 0 | 0 | 0 | 0 | 0 | 0 | 0 | 0 | 0 | 0 | 0 | 0 | 0 | 0 | 0 | 0 | 0 | 0 | 0 | 0 | 0 | 0 | 0 | 0 | 0 | 0
37 | DR | D3WDLDUM7 | TS29 | TS29 | 0 | 0 | 0 | 0 | 0 | 0 | 0 | 0 | 0 | 0 | 0 | 0 | 0 | 0 | 0 | 0 | 0 | 0 | 0 | 0 | 0 | 0 | 0 | 0 | 0 | 0 | 0 | 0 | 0 | 0 | 0
37 | DR | D3WDLDUM7 | TS30 | TS30 | 0 | 0 | 0 | 0 | 0 | 0 | 0 | 0 | 0 | 0 | 0 | 0 | 0 | 0 | 0 | 0 | 0 | 0 | 0 | 0 | 0 | 0 | 0 | 0 | 0 | 0 | 0 | 0 | 0 | 0 | 0
37 | DR | D3WDLDUM7 | TS31 | TS31 | 0 | 0 | 0 | 0 | 0 | 0 | 0 | 0 | 0 | 0 | 0 | 0 | 0 | 0 | 0 | 0 | 0 | 0 | 0 | 0 | 0 | 0 | 0 | 0 | 0 | 0 | 0 | 0 | 0 | 0 | 0
37 | DR | D3WDLDUM7 | TS32 | TS32 | 0 | 0 | 0 | 0 | 0 | 0 | 0 | 0 | 0 | 0 | 0 | 0 | 0 | 0 | 0 | 0 | 0 | 0 | 0 | 0 | 0 | 0 | 0 | 0 | 0 | 0 | 0 | 0 | 0 | 0 | 0
37 | DR | D3WDLDUM7 | TS33 | TS33 | 0 | 0 | 0 | 0 | 0 | 0 | 0 | 0 | 0 | 0 | 0 | 0 | 0 | 0 | 0 | 0 | 0 | 0 | 0 | 0 | 0 | 0 | 0 | 0 | 0 | 0 | 0 | 0 | 0 | 0 | 0
37 | DR | D3WDLDUM7 | TS34 | TS34 | 0 | 0 | 0 | 0 | 0 | 0 | 0 | 0 | 0 | 0 | 0 | 0 | 0 | 0 | 0 | 0 | 0 | 0 | 0 | 0 | 0 | 0 | 0 | 0 | 0 | 0 | 0 | 0 | 0 | 0 | 0
37 | DR | D3WDLDUM7 | TS35 | TS35 | 0 | 0 | 0 | 0 | 0 | 0 | 0 | 0 | 0 | 0 | 0 | 0 | 0 | 0 | 0 | 0 | 0 | 0 | 0 | 0 | 0 | 0 | 0 | 0 | 0 | 0 | 0 | 0 | 0 | 0 | 0
37 | DR | D3WDLDUM7 | TS36 | TS36 | 0 | 0 | 0 | 0 | 0 | 0 | 0 | 0 | 0 | 0 | 0 | 0 | 0 | 0 | 0 | 0 | 0 | 0 | 0 | 0 | 0 | 0 | 0 | 0 | 0 | 0 | 0 | 0 | 0 | 0 | 0
37 | DR | D3WDLDUM7 | TS37 | TS37 | 0 | 0 | 0 | 0 | 0 | 0 | 0 | 0 | 0 | 0 | 0 | 0 | 0 | 0 | 0 | 0 | 0 | 0 | 0 | 0 | 0 | 0 | 0 | 0 | 0 | 0 | 0 | 0 | 0 | 0 | 0
37 | DR | D3WDLDUM7 | TS38 | TS38 | 0 | 0 | 0 | 0 | 0 | 0 | 0 | 0 | 0 | 0 | 0 | 0 | 0 | 0 | 0 | 0 | 0 | 0 | 0 | 0 | 0 | 0 | 0 | 0 | 0 | 0 | 0 | 0 | 0 | 0 | 0
37 | DR | D3WDLDUM7 | TS39 | TS39 | 0 | 0 | 0 | 0 | 0 | 0 | 0 | 0 | 0 | 0 | 0 | 0 | 0 | 0 | 0 | 0 | 0 | 0 | 0 | 0 | 0 | 0 | 0 | 0 | 0 | 0 | 0 | 0 | 0 | 0 | 0
37 | DR | D3WDLDUM7 | TS40 | TS40 | 0 | 0 | 0 | 0 | 0 | 0 | 0 | 0 | 0 | 0 | 0 | 0 | 0 | 0 | 0 | 0 | 0 | 0 | 0 | 0 | 0 | 0 | 0 | 0 | 0 | 0 | 0 | 0 | 0 | 0 | 0
38 | DR | D3HLT0031 |  | [DRC,D3HLT0031,*,*] : | 2020 | 2021 | 2022 | 2023 | 2024 | 2025 | 2026 | 2027 | 2028 | 2029 | 2030 | 2031 | 2032 | 2033 | 2034 | 2035 | 2036 | 2037 | 2038 | 2039 | 2040 | 2041 | 2042 | 2043 | 2044 | 2045 | 2046 | 2047 | 2048 | 2049 | 2050 :=
38 | DR | D3HLT0031 | TS01 | TS01 | bar: 2020 to 2050 :=
38 | DR | D3HLT0031 | TS02 | TS02 | bar: 2020 to 2050 :=
38 | DR | D3HLT0031 | TS03 | TS03 | bar: 2020 to 2050 :=
38 | DR | D3HLT0031 | TS04 | TS04 | bar: 2020 to 2050 :=
38 | DR | D3HLT0031 | TS05 | TS05 | bar: 2020 to 2050 :=
38 | DR | D3HLT0031 | TS06 | TS06 | bar: 2020 to 2050 :=
38 | DR | D3HLT0031 | TS07 | TS07 | bar: 2020 to 2050 :=
38 | DR | D3HLT0031 | TS08 | TS08 | bar: 2020 to 2050 :=
38 | DR | D3HLT0031 | TS09 | TS09 | bar: 2020 to 2050 :=
38 | DR | D3HLT0031 | TS10 | TS10 | bar: 2020 to 2050 :=
38 | DR | D3HLT0031 | TS11 | TS11 | bar: 2020 to 2050 :=
38 | DR | D3HLT0031 | TS12 | TS12 | bar: 2020 to 2050 :=
38 | DR | D3HLT0031 | TS13 | TS13 | bar: 2020 to 2050 :=
38 | DR | D3HLT0031 | TS14 | TS14 | bar: 2020 to 2050 :=
38 | DR | D3HLT0031 | TS15 | TS15 | bar: 2020 to 2050 :=
38 | DR | D3HLT0031 | TS16 | TS16 | bar: 2020 to 2050 :=
38 | DR | D3HLT0031 | TS17 | TS17 | bar: 2020 to 2050 :=
38 | DR | D3HLT0031 | TS18 | TS18 | bar: 2020 to 2050 :=
38 | DR | D3HLT0031 | TS19 | TS19 | bar: 2020 to 2050 :=
38 | DR | D3HLT0031 | TS20 | TS20 | bar: 2020 to 2050 :=
38 | DR | D3HLT0031 | TS21 | TS21 | bar: 2020 to 2050 :=
38 | DR | D3HLT0031 | TS22 | TS22 | bar: 2020 to 2050 :=
38 | DR | D3HLT0031 | TS23 | TS23 | bar: 2020 to 2050 :=
38 | DR | D3HLT0031 | TS24 | TS24 | bar: 2020 to 2050 :=
38 | DR | D3HLT0031 | TS25 | TS25 | bar: 2020 to 2050 :=
38 | DR | D3HLT0031 | TS26 | TS26 | bar: 2020 to 2050 :=
38 | DR | D3HLT0031 | TS27 | TS27 | bar: 2020 to 2050 :=
38 | DR | D3HLT0031 | TS28 | TS28 | bar: 2020 to 2050 :=
38 | DR | D3HLT0031 | TS29 | TS29 | bar: 2020 to 2050 :=
38 | DR | D3HLT0031 | TS30 | TS30 | bar: 2020 to 2050 :=
38 | DR | D3HLT0031 | TS31 | TS31 | bar: 2020 to 2050 :=
38 | DR | D3HLT0031 | TS32 | TS32 | bar: 2020 to 2050 :=
38 | DR | D3HLT0031 | TS33 | TS33 | bar: 2020 to 2050 :=
38 | DR | D3HLT0031 | TS34 | TS34 | bar: 2020 to 2050 :=
38 | DR | D3HLT0031 | TS35 | TS35 | bar: 2020 to 2050 :=
38 | DR | D3HLT0031 | TS36 | TS36 | bar: 2020 to 2050 :=
38 | DR | D3HLT0031 | TS37 | TS37 | bar: 2020 to 2050 :=
38 | DR | D3HLT0031 | TS38 | TS38 | bar: 2020 to 2050 :=
38 | DR | D3HLT0031 | TS39 | TS39 | bar: 2020 to 2050 :=
38 | DR | D3HLT0031 | TS40 | TS40 | bar: 2020 to 2050 :=
39 | DR | D3HSF0421 |  | [DRC,D3HSF0421,*,*] : | 2020 | 2021 | 2022 | 2023 | 2024 | 2025 | 2026 | 2027 | 2028 | 2029 | 2030 | 2031 | 2032 | 2033 | 2034 | 2035 | 2036 | 2037 | 2038 | 2039 | 2040 | 2041 | 2042 | 2043 | 2044 | 2045 | 2046 | 2047 | 2048 | 2049 | 2050 :=
39 | DR | D3HSF0421 | TS01 | TS01 | bar: 2020 to 2050 :=
39 | DR | D3HSF0421 | TS02 | TS02 | bar: 2020 to 2050 :=
39 | DR | D3HSF0421 | TS03 | TS03 | bar: 2020 to 2050 :=
39 | DR | D3HSF0421 | TS04 | TS04 | bar: 2020 to 2050 :=
39 | DR | D3HSF0421 | TS05 | TS05 | bar: 2020 to 2050 :=
39 | DR | D3HSF0421 | TS06 | TS06 | bar: 2020 to 2050 :=
39 | DR | D3HSF0421 | TS07 | TS07 | bar: 2020 to 2050 :=
39 | DR | D3HSF0421 | TS08 | TS08 | bar: 2020 to 2050 :=
39 | DR | D3HSF0421 | TS09 | TS09 | bar: 2020 to 2050 :=
39 | DR | D3HSF0421 | TS10 | TS10 | bar: 2020 to 2050 :=
39 | DR | D3HSF0421 | TS11 | TS11 | bar: 2020 to 2050 :=
39 | DR | D3HSF0421 | TS12 | TS12 | bar: 2020 to 2050 :=
39 | DR | D3HSF0421 | TS13 | TS13 | bar: 2020 to 2050 :=
39 | DR | D3HSF0421 | TS14 | TS14 | bar: 2020 to 2050 :=
39 | DR | D3HSF0421 | TS15 | TS15 | bar: 2020 to 2050 :=
39 | DR | D3HSF0421 | TS16 | TS16 | bar: 2020 to 2050 :=
39 | DR | D3HSF0421 | TS17 | TS17 | bar: 2020 to 2050 :=
39 | DR | D3HSF0421 | TS18 | TS18 | bar: 2020 to 2050 :=
39 | DR | D3HSF0421 | TS19 | TS19 | bar: 2020 to 2050 :=
39 | DR | D3HSF0421 | TS20 | TS20 | bar: 2020 to 2050 :=
39 | DR | D3HSF0421 | TS21 | TS21 | bar: 2020 to 2050 :=
39 | DR | D3HSF0421 | TS22 | TS22 | bar: 2020 to 2050 :=
39 | DR | D3HSF0421 | TS23 | TS23 | bar: 2020 to 2050 :=
39 | DR | D3HSF0421 | TS24 | TS24 | bar: 2020 to 2050 :=
39 | DR | D3HSF0421 | TS25 | TS25 | bar: 2020 to 2050 :=
39 | DR | D3HSF0421 | TS26 | TS26 | bar: 2020 to 2050 :=
39 | DR | D3HSF0421 | TS27 | TS27 | bar: 2020 to 2050 :=
39 | DR | D3HSF0421 | TS28 | TS28 | bar: 2020 to 2050 :=
39 | DR | D3HSF0421 | TS29 | TS29 | bar: 2020 to 2050 :=
39 | DR | D3HSF0421 | TS30 | TS30 | bar: 2020 to 2050 :=
39 | DR | D3HSF0421 | TS31 | TS31 | bar: 2020 to 2050 :=
39 | DR | D3HSF0421 | TS32 | TS32 | bar: 2020 to 2050 :=
39 | DR | D3HSF0421 | TS33 | TS33 | bar: 2020 to 2050 :=
39 | DR | D3HSF0421 | TS34 | TS34 | bar: 2020 to 2050 :=
39 | DR | D3HSF0421 | TS35 | TS35 | bar: 2020 to 2050 :=
39 | DR | D3HSF0421 | TS36 | TS36 | bar: 2020 to 2050 :=
39 | DR | D3HSF0421 | TS37 | TS37 | bar: 2020 to 2050 :=
39 | DR | D3HSF0421 | TS38 | TS38 | bar: 2020 to 2050 :=
39 | DR | D3HSF0421 | TS39 | TS39 | bar: 2020 to 2050 :=
39 | DR | D3HSF0421 | TS40 | TS40 | bar: 2020 to 2050 :=
40 | DR | D3HSF0540 |  | [DRC,D3HSF0540,*,*] : | 2020 | 2021 | 2022 | 2023 | 2024 | 2025 | 2026 | 2027 | 2028 | 2029 | 2030 | 2031 | 2032 | 2033 | 2034 | 2035 | 2036 | 2037 | 2038 | 2039 | 2040 | 2041 | 2042 | 2043 | 2044 | 2045 | 2046 | 2047 | 2048 | 2049 | 2050 :=
40 | DR | D3HSF0540 | TS01 | TS01 | bar: 2020 to 2050 :=
40 | DR | D3HSF0540 | TS02 | TS02 | bar: 2020 to 2050 :=
40 | DR | D3HSF0540 | TS03 | TS03 | bar: 2020 to 2050 :=
40 | DR | D3HSF0540 | TS04 | TS04 | bar: 2020 to 2050 :=
40 | DR | D3HSF0540 | TS05 | TS05 | bar: 2020 to 2050 :=
40 | DR | D3HSF0540 | TS06 | TS06 | bar: 2020 to 2050 :=
40 | DR | D3HSF0540 | TS07 | TS07 | bar: 2020 to 2050 :=
40 | DR | D3HSF0540 | TS08 | TS08 | bar: 2020 to 2050 :=
40 | DR | D3HSF0540 | TS09 | TS09 | bar: 2020 to 2050 :=
40 | DR | D3HSF0540 | TS10 | TS10 | bar: 2020 to 2050 :=
40 | DR | D3HSF0540 | TS11 | TS11 | bar: 2020 to 2050 :=
40 | DR | D3HSF0540 | TS12 | TS12 | bar: 2020 to 2050 :=
40 | DR | D3HSF0540 | TS13 | TS13 | bar: 2020 to 2050 :=
40 | DR | D3HSF0540 | TS14 | TS14 | bar: 2020 to 2050 :=
40 | DR | D3HSF0540 | TS15 | TS15 | bar: 2020 to 2050 :=
40 | DR | D3HSF0540 | TS16 | TS16 | bar: 2020 to 2050 :=
40 | DR | D3HSF0540 | TS17 | TS17 | bar: 2020 to 2050 :=
40 | DR | D3HSF0540 | TS18 | TS18 | bar: 2020 to 2050 :=
40 | DR | D3HSF0540 | TS19 | TS19 | bar: 2020 to 2050 :=
40 | DR | D3HSF0540 | TS20 | TS20 | bar: 2020 to 2050 :=
40 | DR | D3HSF0540 | TS21 | TS21 | bar: 2020 to 2050 :=
40 | DR | D3HSF0540 | TS22 | TS22 | bar: 2020 to 2050 :=
40 | DR | D3HSF0540 | TS23 | TS23 | bar: 2020 to 2050 :=
40 | DR | D3HSF0540 | TS24 | TS24 | bar: 2020 to 2050 :=
40 | DR | D3HSF0540 | TS25 | TS25 | bar: 2020 to 2050 :=
40 | DR | D3HSF0540 | TS26 | TS26 | bar: 2020 to 2050 :=
40 | DR | D3HSF0540 | TS27 | TS27 | bar: 2020 to 2050 :=
40 | DR | D3HSF0540 | TS28 | TS28 | bar: 2020 to 2050 :=
40 | DR | D3HSF0540 | TS29 | TS29 | bar: 2020 to 2050 :=
40 | DR | D3HSF0540 | TS30 | TS30 | bar: 2020 to 2050 :=
40 | DR | D3HSF0540 | TS31 | TS31 | bar: 2020 to 2050 :=
40 | DR | D3HSF0540 | TS32 | TS32 | bar: 2020 to 2050 :=
40 | DR | D3HSF0540 | TS33 | TS33 | bar: 2020 to 2050 :=
40 | DR | D3HSF0540 | TS34 | TS34 | bar: 2020 to 2050 :=
40 | DR | D3HSF0540 | TS35 | TS35 | bar: 2020 to 2050 :=
40 | DR | D3HSF0540 | TS36 | TS36 | bar: 2020 to 2050 :=
40 | DR | D3HSF0540 | TS37 | TS37 | bar: 2020 to 2050 :=
40 | DR | D3HSF0540 | TS38 | TS38 | bar: 2020 to 2050 :=
40 | DR | D3HSF0540 | TS39 | TS39 | bar: 2020 to 2050 :=
40 | DR | D3HSF0540 | TS40 | TS40 | bar: 2020 to 2050 :=
41 | DR | D3HSF0759 |  | [DRC,D3HSF0759,*,*] : | 2020 | 2021 | 2022 | 2023 | 2024 | 2025 | 2026 | 2027 | 2028 | 2029 | 2030 | 2031 | 2032 | 2033 | 2034 | 2035 | 2036 | 2037 | 2038 | 2039 | 2040 | 2041 | 2042 | 2043 | 2044 | 2045 | 2046 | 2047 | 2048 | 2049 | 2050 :=
41 | DR | D3HSF0759 | TS01 | TS01 | bar: 2020 to 2050 :=
41 | DR | D3HSF0759 | TS02 | TS02 | bar: 2020 to 2050 :=
41 | DR | D3HSF0759 | TS03 | TS03 | bar: 2020 to 2050 :=
41 | DR | D3HSF0759 | TS04 | TS04 | bar: 2020 to 2050 :=
41 | DR | D3HSF0759 | TS05 | TS05 | bar: 2020 to 2050 :=
41 | DR | D3HSF0759 | TS06 | TS06 | bar: 2020 to 2050 :=
41 | DR | D3HSF0759 | TS07 | TS07 | bar: 2020 to 2050 :=
41 | DR | D3HSF0759 | TS08 | TS08 | bar: 2020 to 2050 :=
41 | DR | D3HSF0759 | TS09 | TS09 | bar: 2020 to 2050 :=
41 | DR | D3HSF0759 | TS10 | TS10 | bar: 2020 to 2050 :=
41 | DR | D3HSF0759 | TS11 | TS11 | bar: 2020 to 2050 :=
41 | DR | D3HSF0759 | TS12 | TS12 | bar: 2020 to 2050 :=
41 | DR | D3HSF0759 | TS13 | TS13 | bar: 2020 to 2050 :=
41 | DR | D3HSF0759 | TS14 | TS14 | bar: 2020 to 2050 :=
41 | DR | D3HSF0759 | TS15 | TS15 | bar: 2020 to 2050 :=
41 | DR | D3HSF0759 | TS16 | TS16 | bar: 2020 to 2050 :=
41 | DR | D3HSF0759 | TS17 | TS17 | bar: 2020 to 2050 :=
41 | DR | D3HSF0759 | TS18 | TS18 | bar: 2020 to 2050 :=
41 | DR | D3HSF0759 | TS19 | TS19 | bar: 2020 to 2050 :=
41 | DR | D3HSF0759 | TS20 | TS20 | bar: 2020 to 2050 :=
41 | DR | D3HSF0759 | TS21 | TS21 | bar: 2020 to 2050 :=
41 | DR | D3HSF0759 | TS22 | TS22 | bar: 2020 to 2050 :=
41 | DR | D3HSF0759 | TS23 | TS23 | bar: 2020 to 2050 :=
41 | DR | D3HSF0759 | TS24 | TS24 | bar: 2020 to 2050 :=
41 | DR | D3HSF0759 | TS25 | TS25 | bar: 2020 to 2050 :=
41 | DR | D3HSF0759 | TS26 | TS26 | bar: 2020 to 2050 :=
41 | DR | D3HSF0759 | TS27 | TS27 | bar: 2020 to 2050 :=
41 | DR | D3HSF0759 | TS28 | TS28 | bar: 2020 to 2050 :=
41 | DR | D3HSF0759 | TS29 | TS29 | bar: 2020 to 2050 :=
41 | DR | D3HSF0759 | TS30 | TS30 | bar: 2020 to 2050 :=
41 | DR | D3HSF0759 | TS31 | TS31 | bar: 2020 to 2050 :=
41 | DR | D3HSF0759 | TS32 | TS32 | bar: 2020 to 2050 :=
41 | DR | D3HSF0759 | TS33 | TS33 | bar: 2020 to 2050 :=
41 | DR | D3HSF0759 | TS34 | TS34 | bar: 2020 to 2050 :=
41 | DR | D3HSF0759 | TS35 | TS35 | bar: 2020 to 2050 :=
41 | DR | D3HSF0759 | TS36 | TS36 | bar: 2020 to 2050 :=
41 | DR | D3HSF0759 | TS37 | TS37 | bar: 2020 to 2050 :=
41 | DR | D3HSF0759 | TS38 | TS38 | bar: 2020 to 2050 :=
41 | DR | D3HSF0759 | TS39 | TS39 | bar: 2020 to 2050 :=
41 | DR | D3HSF0759 | TS40 | TS40 | bar: 2020 to 2050 :=
42 | DR | D3HSF0763 |  | [DRC,D3HSF0763,*,*] : | 2020 | 2021 | 2022 | 2023 | 2024 | 2025 | 2026 | 2027 | 2028 | 2029 | 2030 | 2031 | 2032 | 2033 | 2034 | 2035 | 2036 | 2037 | 2038 | 2039 | 2040 | 2041 | 2042 | 2043 | 2044 | 2045 | 2046 | 2047 | 2048 | 2049 | 2050 :=
42 | DR | D3HSF0763 | TS01 | TS01 | bar: 2020 to 2050 :=
42 | DR | D3HSF0763 | TS02 | TS02 | bar: 2020 to 2050 :=
42 | DR | D3HSF0763 | TS03 | TS03 | bar: 2020 to 2050 :=
42 | DR | D3HSF0763 | TS04 | TS04 | bar: 2020 to 2050 :=
42 | DR | D3HSF0763 | TS05 | TS05 | bar: 2020 to 2050 :=
42 | DR | D3HSF0763 | TS06 | TS06 | bar: 2020 to 2050 :=
42 | DR | D3HSF0763 | TS07 | TS07 | bar: 2020 to 2050 :=
42 | DR | D3HSF0763 | TS08 | TS08 | bar: 2020 to 2050 :=
42 | DR | D3HSF0763 | TS09 | TS09 | bar: 2020 to 2050 :=
42 | DR | D3HSF0763 | TS10 | TS10 | bar: 2020 to 2050 :=
42 | DR | D3HSF0763 | TS11 | TS11 | bar: 2020 to 2050 :=
42 | DR | D3HSF0763 | TS12 | TS12 | bar: 2020 to 2050 :=
42 | DR | D3HSF0763 | TS13 | TS13 | bar: 2020 to 2050 :=
42 | DR | D3HSF0763 | TS14 | TS14 | bar: 2020 to 2050 :=
42 | DR | D3HSF0763 | TS15 | TS15 | bar: 2020 to 2050 :=
42 | DR | D3HSF0763 | TS16 | TS16 | bar: 2020 to 2050 :=
42 | DR | D3HSF0763 | TS17 | TS17 | bar: 2020 to 2050 :=
42 | DR | D3HSF0763 | TS18 | TS18 | bar: 2020 to 2050 :=
42 | DR | D3HSF0763 | TS19 | TS19 | bar: 2020 to 2050 :=
42 | DR | D3HSF0763 | TS20 | TS20 | bar: 2020 to 2050 :=
42 | DR | D3HSF0763 | TS21 | TS21 | bar: 2020 to 2050 :=
42 | DR | D3HSF0763 | TS22 | TS22 | bar: 2020 to 2050 :=
42 | DR | D3HSF0763 | TS23 | TS23 | bar: 2020 to 2050 :=
42 | DR | D3HSF0763 | TS24 | TS24 | bar: 2020 to 2050 :=
42 | DR | D3HSF0763 | TS25 | TS25 | bar: 2020 to 2050 :=
42 | DR | D3HSF0763 | TS26 | TS26 | bar: 2020 to 2050 :=
42 | DR | D3HSF0763 | TS27 | TS27 | bar: 2020 to 2050 :=
42 | DR | D3HSF0763 | TS28 | TS28 | bar: 2020 to 2050 :=
42 | DR | D3HSF0763 | TS29 | TS29 | bar: 2020 to 2050 :=
42 | DR | D3HSF0763 | TS30 | TS30 | bar: 2020 to 2050 :=
42 | DR | D3HSF0763 | TS31 | TS31 | bar: 2020 to 2050 :=
42 | DR | D3HSF0763 | TS32 | TS32 | bar: 2020 to 2050 :=
42 | DR | D3HSF0763 | TS33 | TS33 | bar: 2020 to 2050 :=
42 | DR | D3HSF0763 | TS34 | TS34 | bar: 2020 to 2050 :=
42 | DR | D3HSF0763 | TS35 | TS35 | bar: 2020 to 2050 :=
42 | DR | D3HSF0763 | TS36 | TS36 | bar: 2020 to 2050 :=
42 | DR | D3HSF0763 | TS37 | TS37 | bar: 2020 to 2050 :=
42 | DR | D3HSF0763 | TS38 | TS38 | bar: 2020 to 2050 :=
42 | DR | D3HSF0763 | TS39 | TS39 | bar: 2020 to 2050 :=
42 | DR | D3HSF0763 | TS40 | TS40 | bar: 2020 to 2050 :=
43 | DR | D3HSF0856 |  | [DRC,D3HSF0856,*,*] : | 2020 | 2021 | 2022 | 2023 | 2024 | 2025 | 2026 | 2027 | 2028 | 2029 | 2030 | 2031 | 2032 | 2033 | 2034 | 2035 | 2036 | 2037 | 2038 | 2039 | 2040 | 2041 | 2042 | 2043 | 2044 | 2045 | 2046 | 2047 | 2048 | 2049 | 2050 :=
43 | DR | D3HSF0856 | TS01 | TS01 | bar: 2020 to 2050 :=
43 | DR | D3HSF0856 | TS02 | TS02 | bar: 2020 to 2050 :=
43 | DR | D3HSF0856 | TS03 | TS03 | bar: 2020 to 2050 :=
43 | DR | D3HSF0856 | TS04 | TS04 | bar: 2020 to 2050 :=
43 | DR | D3HSF0856 | TS05 | TS05 | bar: 2020 to 2050 :=
43 | DR | D3HSF0856 | TS06 | TS06 | bar: 2020 to 2050 :=
43 | DR | D3HSF0856 | TS07 | TS07 | bar: 2020 to 2050 :=
43 | DR | D3HSF0856 | TS08 | TS08 | bar: 2020 to 2050 :=
43 | DR | D3HSF0856 | TS09 | TS09 | bar: 2020 to 2050 :=
43 | DR | D3HSF0856 | TS10 | TS10 | bar: 2020 to 2050 :=
43 | DR | D3HSF0856 | TS11 | TS11 | bar: 2020 to 2050 :=
43 | DR | D3HSF0856 | TS12 | TS12 | bar: 2020 to 2050 :=
43 | DR | D3HSF0856 | TS13 | TS13 | bar: 2020 to 2050 :=
43 | DR | D3HSF0856 | TS14 | TS14 | bar: 2020 to 2050 :=
43 | DR | D3HSF0856 | TS15 | TS15 | bar: 2020 to 2050 :=
43 | DR | D3HSF0856 | TS16 | TS16 | bar: 2020 to 2050 :=
43 | DR | D3HSF0856 | TS17 | TS17 | bar: 2020 to 2050 :=
43 | DR | D3HSF0856 | TS18 | TS18 | bar: 2020 to 2050 :=
43 | DR | D3HSF0856 | TS19 | TS19 | bar: 2020 to 2050 :=
43 | DR | D3HSF0856 | TS20 | TS20 | bar: 2020 to 2050 :=
43 | DR | D3HSF0856 | TS21 | TS21 | bar: 2020 to 2050 :=
43 | DR | D3HSF0856 | TS22 | TS22 | bar: 2020 to 2050 :=
43 | DR | D3HSF0856 | TS23 | TS23 | bar: 2020 to 2050 :=
43 | DR | D3HSF0856 | TS24 | TS24 | bar: 2020 to 2050 :=
43 | DR | D3HSF0856 | TS25 | TS25 | bar: 2020 to 2050 :=
43 | DR | D3HSF0856 | TS26 | TS26 | bar: 2020 to 2050 :=
43 | DR | D3HSF0856 | TS27 | TS27 | bar: 2020 to 2050 :=
43 | DR | D3HSF0856 | TS28 | TS28 | bar: 2020 to 2050 :=
43 | DR | D3HSF0856 | TS29 | TS29 | bar: 2020 to 2050 :=
43 | DR | D3HSF0856 | TS30 | TS30 | bar: 2020 to 2050 :=
43 | DR | D3HSF0856 | TS31 | TS31 | bar: 2020 to 2050 :=
43 | DR | D3HSF0856 | TS32 | TS32 | bar: 2020 to 2050 :=
43 | DR | D3HSF0856 | TS33 | TS33 | bar: 2020 to 2050 :=
43 | DR | D3HSF0856 | TS34 | TS34 | bar: 2020 to 2050 :=
43 | DR | D3HSF0856 | TS35 | TS35 | bar: 2020 to 2050 :=
43 | DR | D3HSF0856 | TS36 | TS36 | bar: 2020 to 2050 :=
43 | DR | D3HSF0856 | TS37 | TS37 | bar: 2020 to 2050 :=
43 | DR | D3HSF0856 | TS38 | TS38 | bar: 2020 to 2050 :=
43 | DR | D3HSF0856 | TS39 | TS39 | bar: 2020 to 2050 :=
43 | DR | D3HSF0856 | TS40 | TS40 | bar: 2020 to 2050 :=
44 | DR | D3HSF0931 |  | [DRC,D3HSF0931,*,*] : | 2020 | 2021 | 2022 | 2023 | 2024 | 2025 | 2026 | 2027 | 2028 | 2029 | 2030 | 2031 | 2032 | 2033 | 2034 | 2035 | 2036 | 2037 | 2038 | 2039 | 2040 | 2041 | 2042 | 2043 | 2044 | 2045 | 2046 | 2047 | 2048 | 2049 | 2050 :=
44 | DR | D3HSF0931 | TS01 | TS01 | bar: 2020 to 2050 :=
44 | DR | D3HSF0931 | TS02 | TS02 | bar: 2020 to 2050 :=
44 | DR | D3HSF0931 | TS03 | TS03 | bar: 2020 to 2050 :=
44 | DR | D3HSF0931 | TS04 | TS04 | bar: 2020 to 2050 :=
44 | DR | D3HSF0931 | TS05 | TS05 | bar: 2020 to 2050 :=
44 | DR | D3HSF0931 | TS06 | TS06 | bar: 2020 to 2050 :=
44 | DR | D3HSF0931 | TS07 | TS07 | bar: 2020 to 2050 :=
44 | DR | D3HSF0931 | TS08 | TS08 | bar: 2020 to 2050 :=
44 | DR | D3HSF0931 | TS09 | TS09 | bar: 2020 to 2050 :=
44 | DR | D3HSF0931 | TS10 | TS10 | bar: 2020 to 2050 :=
44 | DR | D3HSF0931 | TS11 | TS11 | bar: 2020 to 2050 :=
44 | DR | D3HSF0931 | TS12 | TS12 | bar: 2020 to 2050 :=
44 | DR | D3HSF0931 | TS13 | TS13 | bar: 2020 to 2050 :=
44 | DR | D3HSF0931 | TS14 | TS14 | bar: 2020 to 2050 :=
44 | DR | D3HSF0931 | TS15 | TS15 | bar: 2020 to 2050 :=
44 | DR | D3HSF0931 | TS16 | TS16 | bar: 2020 to 2050 :=
44 | DR | D3HSF0931 | TS17 | TS17 | bar: 2020 to 2050 :=
44 | DR | D3HSF0931 | TS18 | TS18 | bar: 2020 to 2050 :=
44 | DR | D3HSF0931 | TS19 | TS19 | bar: 2020 to 2050 :=
44 | DR | D3HSF0931 | TS20 | TS20 | bar: 2020 to 2050 :=
44 | DR | D3HSF0931 | TS21 | TS21 | bar: 2020 to 2050 :=
44 | DR | D3HSF0931 | TS22 | TS22 | bar: 2020 to 2050 :=
44 | DR | D3HSF0931 | TS23 | TS23 | bar: 2020 to 2050 :=
44 | DR | D3HSF0931 | TS24 | TS24 | bar: 2020 to 2050 :=
44 | DR | D3HSF0931 | TS25 | TS25 | bar: 2020 to 2050 :=
44 | DR | D3HSF0931 | TS26 | TS26 | bar: 2020 to 2050 :=
44 | DR | D3HSF0931 | TS27 | TS27 | bar: 2020 to 2050 :=
44 | DR | D3HSF0931 | TS28 | TS28 | bar: 2020 to 2050 :=
44 | DR | D3HSF0931 | TS29 | TS29 | bar: 2020 to 2050 :=
44 | DR | D3HSF0931 | TS30 | TS30 | bar: 2020 to 2050 :=
44 | DR | D3HSF0931 | TS31 | TS31 | bar: 2020 to 2050 :=
44 | DR | D3HSF0931 | TS32 | TS32 | bar: 2020 to 2050 :=
44 | DR | D3HSF0931 | TS33 | TS33 | bar: 2020 to 2050 :=
44 | DR | D3HSF0931 | TS34 | TS34 | bar: 2020 to 2050 :=
44 | DR | D3HSF0931 | TS35 | TS35 | bar: 2020 to 2050 :=
44 | DR | D3HSF0931 | TS36 | TS36 | bar: 2020 to 2050 :=
44 | DR | D3HSF0931 | TS37 | TS37 | bar: 2020 to 2050 :=
44 | DR | D3HSF0931 | TS38 | TS38 | bar: 2020 to 2050 :=
44 | DR | D3HSF0931 | TS39 | TS39 | bar: 2020 to 2050 :=
44 | DR | D3HSF0931 | TS40 | TS40 | bar: 2020 to 2050 :=
45 | DR | D3HSF0939 |  | [DRC,D3HSF0939,*,*] : | 2020 | 2021 | 2022 | 2023 | 2024 | 2025 | 2026 | 2027 | 2028 | 2029 | 2030 | 2031 | 2032 | 2033 | 2034 | 2035 | 2036 | 2037 | 2038 | 2039 | 2040 | 2041 | 2042 | 2043 | 2044 | 2045 | 2046 | 2047 | 2048 | 2049 | 2050 :=
45 | DR | D3HSF0939 | TS01 | TS01 | bar: 2020 to 2050 :=
45 | DR | D3HSF0939 | TS02 | TS02 | bar: 2020 to 2050 :=
45 | DR | D3HSF0939 | TS03 | TS03 | bar: 2020 to 2050 :=
45 | DR | D3HSF0939 | TS04 | TS04 | bar: 2020 to 2050 :=
45 | DR | D3HSF0939 | TS05 | TS05 | bar: 2020 to 2050 :=
45 | DR | D3HSF0939 | TS06 | TS06 | bar: 2020 to 2050 :=
45 | DR | D3HSF0939 | TS07 | TS07 | bar: 2020 to 2050 :=
45 | DR | D3HSF0939 | TS08 | TS08 | bar: 2020 to 2050 :=
45 | DR | D3HSF0939 | TS09 | TS09 | bar: 2020 to 2050 :=
45 | DR | D3HSF0939 | TS10 | TS10 | bar: 2020 to 2050 :=
45 | DR | D3HSF0939 | TS11 | TS11 | bar: 2020 to 2050 :=
45 | DR | D3HSF0939 | TS12 | TS12 | bar: 2020 to 2050 :=
45 | DR | D3HSF0939 | TS13 | TS13 | bar: 2020 to 2050 :=
45 | DR | D3HSF0939 | TS14 | TS14 | bar: 2020 to 2050 :=
45 | DR | D3HSF0939 | TS15 | TS15 | bar: 2020 to 2050 :=
45 | DR | D3HSF0939 | TS16 | TS16 | bar: 2020 to 2050 :=
45 | DR | D3HSF0939 | TS17 | TS17 | bar: 2020 to 2050 :=
45 | DR | D3HSF0939 | TS18 | TS18 | bar: 2020 to 2050 :=
45 | DR | D3HSF0939 | TS19 | TS19 | bar: 2020 to 2050 :=
45 | DR | D3HSF0939 | TS20 | TS20 | bar: 2020 to 2050 :=
45 | DR | D3HSF0939 | TS21 | TS21 | bar: 2020 to 2050 :=
45 | DR | D3HSF0939 | TS22 | TS22 | bar: 2020 to 2050 :=
45 | DR | D3HSF0939 | TS23 | TS23 | bar: 2020 to 2050 :=
45 | DR | D3HSF0939 | TS24 | TS24 | bar: 2020 to 2050 :=
45 | DR | D3HSF0939 | TS25 | TS25 | bar: 2020 to 2050 :=
45 | DR | D3HSF0939 | TS26 | TS26 | bar: 2020 to 2050 :=
45 | DR | D3HSF0939 | TS27 | TS27 | bar: 2020 to 2050 :=
45 | DR | D3HSF0939 | TS28 | TS28 | bar: 2020 to 2050 :=
45 | DR | D3HSF0939 | TS29 | TS29 | bar: 2020 to 2050 :=
45 | DR | D3HSF0939 | TS30 | TS30 | bar: 2020 to 2050 :=
45 | DR | D3HSF0939 | TS31 | TS31 | bar: 2020 to 2050 :=
45 | DR | D3HSF0939 | TS32 | TS32 | bar: 2020 to 2050 :=
45 | DR | D3HSF0939 | TS33 | TS33 | bar: 2020 to 2050 :=
45 | DR | D3HSF0939 | TS34 | TS34 | bar: 2020 to 2050 :=
45 | DR | D3HSF0939 | TS35 | TS35 | bar: 2020 to 2050 :=
45 | DR | D3HSF0939 | TS36 | TS36 | bar: 2020 to 2050 :=
45 | DR | D3HSF0939 | TS37 | TS37 | bar: 2020 to 2050 :=
45 | DR | D3HSF0939 | TS38 | TS38 | bar: 2020 to 2050 :=
45 | DR | D3HSF0939 | TS39 | TS39 | bar: 2020 to 2050 :=
45 | DR | D3HSF0939 | TS40 | TS40 | bar: 2020 to 2050 :=
46 | DR | D3HLT0027 |  | [DRC,D3HLT0027,*,*] : | 2020 | 2021 | 2022 | 2023 | 2024 | 2025 | 2026 | 2027 | 2028 | 2029 | 2030 | 2031 | 2032 | 2033 | 2034 | 2035 | 2036 | 2037 | 2038 | 2039 | 2040 | 2041 | 2042 | 2043 | 2044 | 2045 | 2046 | 2047 | 2048 | 2049 | 2050 :=
46 | DR | D3HLT0027 | TS01 | TS01 | bar: 2020 to 2050 :=
46 | DR | D3HLT0027 | TS02 | TS02 | bar: 2020 to 2050 :=
46 | DR | D3HLT0027 | TS03 | TS03 | bar: 2020 to 2050 :=
46 | DR | D3HLT0027 | TS04 | TS04 | bar: 2020 to 2050 :=
46 | DR | D3HLT0027 | TS05 | TS05 | bar: 2020 to 2050 :=
46 | DR | D3HLT0027 | TS06 | TS06 | bar: 2020 to 2050 :=
46 | DR | D3HLT0027 | TS07 | TS07 | bar: 2020 to 2050 :=
46 | DR | D3HLT0027 | TS08 | TS08 | bar: 2020 to 2050 :=
46 | DR | D3HLT0027 | TS09 | TS09 | bar: 2020 to 2050 :=
46 | DR | D3HLT0027 | TS10 | TS10 | bar: 2020 to 2050 :=
46 | DR | D3HLT0027 | TS11 | TS11 | bar: 2020 to 2050 :=
46 | DR | D3HLT0027 | TS12 | TS12 | bar: 2020 to 2050 :=
46 | DR | D3HLT0027 | TS13 | TS13 | bar: 2020 to 2050 :=
46 | DR | D3HLT0027 | TS14 | TS14 | bar: 2020 to 2050 :=
46 | DR | D3HLT0027 | TS15 | TS15 | bar: 2020 to 2050 :=
46 | DR | D3HLT0027 | TS16 | TS16 | bar: 2020 to 2050 :=
46 | DR | D3HLT0027 | TS17 | TS17 | bar: 2020 to 2050 :=
46 | DR | D3HLT0027 | TS18 | TS18 | bar: 2020 to 2050 :=
46 | DR | D3HLT0027 | TS19 | TS19 | bar: 2020 to 2050 :=
46 | DR | D3HLT0027 | TS20 | TS20 | bar: 2020 to 2050 :=
46 | DR | D3HLT0027 | TS21 | TS21 | bar: 2020 to 2050 :=
46 | DR | D3HLT0027 | TS22 | TS22 | bar: 2020 to 2050 :=
46 | DR | D3HLT0027 | TS23 | TS23 | bar: 2020 to 2050 :=
46 | DR | D3HLT0027 | TS24 | TS24 | bar: 2020 to 2050 :=
46 | DR | D3HLT0027 | TS25 | TS25 | bar: 2020 to 2050 :=
46 | DR | D3HLT0027 | TS26 | TS26 | bar: 2020 to 2050 :=
46 | DR | D3HLT0027 | TS27 | TS27 | bar: 2020 to 2050 :=
46 | DR | D3HLT0027 | TS28 | TS28 | bar: 2020 to 2050 :=
46 | DR | D3HLT0027 | TS29 | TS29 | bar: 2020 to 2050 :=
46 | DR | D3HLT0027 | TS30 | TS30 | bar: 2020 to 2050 :=
46 | DR | D3HLT0027 | TS31 | TS31 | bar: 2020 to 2050 :=
46 | DR | D3HLT0027 | TS32 | TS32 | bar: 2020 to 2050 :=
46 | DR | D3HLT0027 | TS33 | TS33 | bar: 2020 to 2050 :=
46 | DR | D3HLT0027 | TS34 | TS34 | bar: 2020 to 2050 :=
46 | DR | D3HLT0027 | TS35 | TS35 | bar: 2020 to 2050 :=
46 | DR | D3HLT0027 | TS36 | TS36 | bar: 2020 to 2050 :=
46 | DR | D3HLT0027 | TS37 | TS37 | bar: 2020 to 2050 :=
46 | DR | D3HLT0027 | TS38 | TS38 | bar: 2020 to 2050 :=
46 | DR | D3HLT0027 | TS39 | TS39 | bar: 2020 to 2050 :=
46 | DR | D3HLT0027 | TS40 | TS40 | bar: 2020 to 2050 :=
47 | DR | D3HLT0030 |  | [DRC,D3HLT0030,*,*] : | 2020 | 2021 | 2022 | 2023 | 2024 | 2025 | 2026 | 2027 | 2028 | 2029 | 2030 | 2031 | 2032 | 2033 | 2034 | 2035 | 2036 | 2037 | 2038 | 2039 | 2040 | 2041 | 2042 | 2043 | 2044 | 2045 | 2046 | 2047 | 2048 | 2049 | 2050 :=
47 | DR | D3HLT0030 | TS01 | TS01 | bar: 2020 to 2050 :=
47 | DR | D3HLT0030 | TS02 | TS02 | bar: 2020 to 2050 :=
47 | DR | D3HLT0030 | TS03 | TS03 | bar: 2020 to 2050 :=
47 | DR | D3HLT0030 | TS04 | TS04 | bar: 2020 to 2050 :=
47 | DR | D3HLT0030 | TS05 | TS05 | bar: 2020 to 2050 :=
47 | DR | D3HLT0030 | TS06 | TS06 | bar: 2020 to 2050 :=
47 | DR | D3HLT0030 | TS07 | TS07 | bar: 2020 to 2050 :=
47 | DR | D3HLT0030 | TS08 | TS08 | bar: 2020 to 2050 :=
47 | DR | D3HLT0030 | TS09 | TS09 | bar: 2020 to 2050 :=
47 | DR | D3HLT0030 | TS10 | TS10 | bar: 2020 to 2050 :=
47 | DR | D3HLT0030 | TS11 | TS11 | bar: 2020 to 2050 :=
47 | DR | D3HLT0030 | TS12 | TS12 | bar: 2020 to 2050 :=
47 | DR | D3HLT0030 | TS13 | TS13 | bar: 2020 to 2050 :=
47 | DR | D3HLT0030 | TS14 | TS14 | bar: 2020 to 2050 :=
47 | DR | D3HLT0030 | TS15 | TS15 | bar: 2020 to 2050 :=
47 | DR | D3HLT0030 | TS16 | TS16 | bar: 2020 to 2050 :=
47 | DR | D3HLT0030 | TS17 | TS17 | bar: 2020 to 2050 :=
47 | DR | D3HLT0030 | TS18 | TS18 | bar: 2020 to 2050 :=
47 | DR | D3HLT0030 | TS19 | TS19 | bar: 2020 to 2050 :=
47 | DR | D3HLT0030 | TS20 | TS20 | bar: 2020 to 2050 :=
47 | DR | D3HLT0030 | TS21 | TS21 | bar: 2020 to 2050 :=
47 | DR | D3HLT0030 | TS22 | TS22 | bar: 2020 to 2050 :=
47 | DR | D3HLT0030 | TS23 | TS23 | bar: 2020 to 2050 :=
47 | DR | D3HLT0030 | TS24 | TS24 | bar: 2020 to 2050 :=
47 | DR | D3HLT0030 | TS25 | TS25 | bar: 2020 to 2050 :=
47 | DR | D3HLT0030 | TS26 | TS26 | bar: 2020 to 2050 :=
47 | DR | D3HLT0030 | TS27 | TS27 | bar: 2020 to 2050 :=
47 | DR | D3HLT0030 | TS28 | TS28 | bar: 2020 to 2050 :=
47 | DR | D3HLT0030 | TS29 | TS29 | bar: 2020 to 2050 :=
47 | DR | D3HLT0030 | TS30 | TS30 | bar: 2020 to 2050 :=
47 | DR | D3HLT0030 | TS31 | TS31 | bar: 2020 to 2050 :=
47 | DR | D3HLT0030 | TS32 | TS32 | bar: 2020 to 2050 :=
47 | DR | D3HLT0030 | TS33 | TS33 | bar: 2020 to 2050 :=
47 | DR | D3HLT0030 | TS34 | TS34 | bar: 2020 to 2050 :=
47 | DR | D3HLT0030 | TS35 | TS35 | bar: 2020 to 2050 :=
47 | DR | D3HLT0030 | TS36 | TS36 | bar: 2020 to 2050 :=
47 | DR | D3HLT0030 | TS37 | TS37 | bar: 2020 to 2050 :=
47 | DR | D3HLT0030 | TS38 | TS38 | bar: 2020 to 2050 :=
47 | DR | D3HLT0030 | TS39 | TS39 | bar: 2020 to 2050 :=
47 | DR | D3HLT0030 | TS40 | TS40 | bar: 2020 to 2050 :=
48 | DR | D3HLT0040 |  | [DRC,D3HLT0040,*,*] : | 2020 | 2021 | 2022 | 2023 | 2024 | 2025 | 2026 | 2027 | 2028 | 2029 | 2030 | 2031 | 2032 | 2033 | 2034 | 2035 | 2036 | 2037 | 2038 | 2039 | 2040 | 2041 | 2042 | 2043 | 2044 | 2045 | 2046 | 2047 | 2048 | 2049 | 2050 :=
48 | DR | D3HLT0040 | TS01 | TS01 | bar: 2020 to 2050 :=
48 | DR | D3HLT0040 | TS02 | TS02 | bar: 2020 to 2050 :=
48 | DR | D3HLT0040 | TS03 | TS03 | bar: 2020 to 2050 :=
48 | DR | D3HLT0040 | TS04 | TS04 | bar: 2020 to 2050 :=
48 | DR | D3HLT0040 | TS05 | TS05 | bar: 2020 to 2050 :=
48 | DR | D3HLT0040 | TS06 | TS06 | bar: 2020 to 2050 :=
48 | DR | D3HLT0040 | TS07 | TS07 | bar: 2020 to 2050 :=
48 | DR | D3HLT0040 | TS08 | TS08 | bar: 2020 to 2050 :=
48 | DR | D3HLT0040 | TS09 | TS09 | bar: 2020 to 2050 :=
48 | DR | D3HLT0040 | TS10 | TS10 | bar: 2020 to 2050 :=
48 | DR | D3HLT0040 | TS11 | TS11 | bar: 2020 to 2050 :=
48 | DR | D3HLT0040 | TS12 | TS12 | bar: 2020 to 2050 :=
48 | DR | D3HLT0040 | TS13 | TS13 | bar: 2020 to 2050 :=
48 | DR | D3HLT0040 | TS14 | TS14 | bar: 2020 to 2050 :=
48 | DR | D3HLT0040 | TS15 | TS15 | bar: 2020 to 2050 :=
48 | DR | D3HLT0040 | TS16 | TS16 | bar: 2020 to 2050 :=
48 | DR | D3HLT0040 | TS17 | TS17 | bar: 2020 to 2050 :=
48 | DR | D3HLT0040 | TS18 | TS18 | bar: 2020 to 2050 :=
48 | DR | D3HLT0040 | TS19 | TS19 | bar: 2020 to 2050 :=
48 | DR | D3HLT0040 | TS20 | TS20 | bar: 2020 to 2050 :=
48 | DR | D3HLT0040 | TS21 | TS21 | bar: 2020 to 2050 :=
48 | DR | D3HLT0040 | TS22 | TS22 | bar: 2020 to 2050 :=
48 | DR | D3HLT0040 | TS23 | TS23 | bar: 2020 to 2050 :=
48 | DR | D3HLT0040 | TS24 | TS24 | bar: 2020 to 2050 :=
48 | DR | D3HLT0040 | TS25 | TS25 | bar: 2020 to 2050 :=
48 | DR | D3HLT0040 | TS26 | TS26 | bar: 2020 to 2050 :=
48 | DR | D3HLT0040 | TS27 | TS27 | bar: 2020 to 2050 :=
48 | DR | D3HLT0040 | TS28 | TS28 | bar: 2020 to 2050 :=
48 | DR | D3HLT0040 | TS29 | TS29 | bar: 2020 to 2050 :=
48 | DR | D3HLT0040 | TS30 | TS30 | bar: 2020 to 2050 :=
48 | DR | D3HLT0040 | TS31 | TS31 | bar: 2020 to 2050 :=
48 | DR | D3HLT0040 | TS32 | TS32 | bar: 2020 to 2050 :=
48 | DR | D3HLT0040 | TS33 | TS33 | bar: 2020 to 2050 :=
48 | DR | D3HLT0040 | TS34 | TS34 | bar: 2020 to 2050 :=
48 | DR | D3HLT0040 | TS35 | TS35 | bar: 2020 to 2050 :=
48 | DR | D3HLT0040 | TS36 | TS36 | bar: 2020 to 2050 :=
48 | DR | D3HLT0040 | TS37 | TS37 | bar: 2020 to 2050 :=
48 | DR | D3HLT0040 | TS38 | TS38 | bar: 2020 to 2050 :=
48 | DR | D3HLT0040 | TS39 | TS39 | bar: 2020 to 2050 :=
48 | DR | D3HLT0040 | TS40 | TS40 | bar: 2020 to 2050 :=
49 | DR | D3HLT0046 |  | [DRC,D3HLT0046,*,*] : | 2020 | 2021 | 2022 | 2023 | 2024 | 2025 | 2026 | 2027 | 2028 | 2029 | 2030 | 2031 | 2032 | 2033 | 2034 | 2035 | 2036 | 2037 | 2038 | 2039 | 2040 | 2041 | 2042 | 2043 | 2044 | 2045 | 2046 | 2047 | 2048 | 2049 | 2050 :=
49 | DR | D3HLT0046 | TS01 | TS01 | bar: 2020 to 2050 :=
49 | DR | D3HLT0046 | TS02 | TS02 | bar: 2020 to 2050 :=
49 | DR | D3HLT0046 | TS03 | TS03 | bar: 2020 to 2050 :=
49 | DR | D3HLT0046 | TS04 | TS04 | bar: 2020 to 2050 :=
49 | DR | D3HLT0046 | TS05 | TS05 | bar: 2020 to 2050 :=
49 | DR | D3HLT0046 | TS06 | TS06 | bar: 2020 to 2050 :=
49 | DR | D3HLT0046 | TS07 | TS07 | bar: 2020 to 2050 :=
49 | DR | D3HLT0046 | TS08 | TS08 | bar: 2020 to 2050 :=
49 | DR | D3HLT0046 | TS09 | TS09 | bar: 2020 to 2050 :=
49 | DR | D3HLT0046 | TS10 | TS10 | bar: 2020 to 2050 :=
49 | DR | D3HLT0046 | TS11 | TS11 | bar: 2020 to 2050 :=
49 | DR | D3HLT0046 | TS12 | TS12 | bar: 2020 to 2050 :=
49 | DR | D3HLT0046 | TS13 | TS13 | bar: 2020 to 2050 :=
49 | DR | D3HLT0046 | TS14 | TS14 | bar: 2020 to 2050 :=
49 | DR | D3HLT0046 | TS15 | TS15 | bar: 2020 to 2050 :=
49 | DR | D3HLT0046 | TS16 | TS16 | bar: 2020 to 2050 :=
49 | DR | D3HLT0046 | TS17 | TS17 | bar: 2020 to 2050 :=
49 | DR | D3HLT0046 | TS18 | TS18 | bar: 2020 to 2050 :=
49 | DR | D3HLT0046 | TS19 | TS19 | bar: 2020 to 2050 :=
49 | DR | D3HLT0046 | TS20 | TS20 | bar: 2020 to 2050 :=
49 | DR | D3HLT0046 | TS21 | TS21 | bar: 2020 to 2050 :=
49 | DR | D3HLT0046 | TS22 | TS22 | bar: 2020 to 2050 :=
49 | DR | D3HLT0046 | TS23 | TS23 | bar: 2020 to 2050 :=
49 | DR | D3HLT0046 | TS24 | TS24 | bar: 2020 to 2050 :=
49 | DR | D3HLT0046 | TS25 | TS25 | bar: 2020 to 2050 :=
49 | DR | D3HLT0046 | TS26 | TS26 | bar: 2020 to 2050 :=
49 | DR | D3HLT0046 | TS27 | TS27 | bar: 2020 to 2050 :=
49 | DR | D3HLT0046 | TS28 | TS28 | bar: 2020 to 2050 :=
49 | DR | D3HLT0046 | TS29 | TS29 | bar: 2020 to 2050 :=
49 | DR | D3HLT0046 | TS30 | TS30 | bar: 2020 to 2050 :=
49 | DR | D3HLT0046 | TS31 | TS31 | bar: 2020 to 2050 :=
49 | DR | D3HLT0046 | TS32 | TS32 | bar: 2020 to 2050 :=
49 | DR | D3HLT0046 | TS33 | TS33 | bar: 2020 to 2050 :=
49 | DR | D3HLT0046 | TS34 | TS34 | bar: 2020 to 2050 :=
49 | DR | D3HLT0046 | TS35 | TS35 | bar: 2020 to 2050 :=
49 | DR | D3HLT0046 | TS36 | TS36 | bar: 2020 to 2050 :=
49 | DR | D3HLT0046 | TS37 | TS37 | bar: 2020 to 2050 :=
49 | DR | D3HLT0046 | TS38 | TS38 | bar: 2020 to 2050 :=
49 | DR | D3HLT0046 | TS39 | TS39 | bar: 2020 to 2050 :=
49 | DR | D3HLT0046 | TS40 | TS40 | bar: 2020 to 2050 :=
50 | DR | D3HLT0067 |  | [DRC,D3HLT0067,*,*] : | 2020 | 2021 | 2022 | 2023 | 2024 | 2025 | 2026 | 2027 | 2028 | 2029 | 2030 | 2031 | 2032 | 2033 | 2034 | 2035 | 2036 | 2037 | 2038 | 2039 | 2040 | 2041 | 2042 | 2043 | 2044 | 2045 | 2046 | 2047 | 2048 | 2049 | 2050 :=
50 | DR | D3HLT0067 | TS01 | TS01 | bar: 2020 to 2050 :=
50 | DR | D3HLT0067 | TS02 | TS02 | bar: 2020 to 2050 :=
50 | DR | D3HLT0067 | TS03 | TS03 | bar: 2020 to 2050 :=
50 | DR | D3HLT0067 | TS04 | TS04 | bar: 2020 to 2050 :=
50 | DR | D3HLT0067 | TS05 | TS05 | bar: 2020 to 2050 :=
50 | DR | D3HLT0067 | TS06 | TS06 | bar: 2020 to 2050 :=
50 | DR | D3HLT0067 | TS07 | TS07 | bar: 2020 to 2050 :=
50 | DR | D3HLT0067 | TS08 | TS08 | bar: 2020 to 2050 :=
50 | DR | D3HLT0067 | TS09 | TS09 | bar: 2020 to 2050 :=
50 | DR | D3HLT0067 | TS10 | TS10 | bar: 2020 to 2050 :=
50 | DR | D3HLT0067 | TS11 | TS11 | bar: 2020 to 2050 :=
50 | DR | D3HLT0067 | TS12 | TS12 | bar: 2020 to 2050 :=
50 | DR | D3HLT0067 | TS13 | TS13 | bar: 2020 to 2050 :=
50 | DR | D3HLT0067 | TS14 | TS14 | bar: 2020 to 2050 :=
50 | DR | D3HLT0067 | TS15 | TS15 | bar: 2020 to 2050 :=
50 | DR | D3HLT0067 | TS16 | TS16 | bar: 2020 to 2050 :=
50 | DR | D3HLT0067 | TS17 | TS17 | bar: 2020 to 2050 :=
50 | DR | D3HLT0067 | TS18 | TS18 | bar: 2020 to 2050 :=
50 | DR | D3HLT0067 | TS19 | TS19 | bar: 2020 to 2050 :=
50 | DR | D3HLT0067 | TS20 | TS20 | bar: 2020 to 2050 :=
50 | DR | D3HLT0067 | TS21 | TS21 | bar: 2020 to 2050 :=
50 | DR | D3HLT0067 | TS22 | TS22 | bar: 2020 to 2050 :=
50 | DR | D3HLT0067 | TS23 | TS23 | bar: 2020 to 2050 :=
50 | DR | D3HLT0067 | TS24 | TS24 | bar: 2020 to 2050 :=
50 | DR | D3HLT0067 | TS25 | TS25 | bar: 2020 to 2050 :=
50 | DR | D3HLT0067 | TS26 | TS26 | bar: 2020 to 2050 :=
50 | DR | D3HLT0067 | TS27 | TS27 | bar: 2020 to 2050 :=
50 | DR | D3HLT0067 | TS28 | TS28 | bar: 2020 to 2050 :=
50 | DR | D3HLT0067 | TS29 | TS29 | bar: 2020 to 2050 :=
50 | DR | D3HLT0067 | TS30 | TS30 | bar: 2020 to 2050 :=
50 | DR | D3HLT0067 | TS31 | TS31 | bar: 2020 to 2050 :=
50 | DR | D3HLT0067 | TS32 | TS32 | bar: 2020 to 2050 :=
50 | DR | D3HLT0067 | TS33 | TS33 | bar: 2020 to 2050 :=
50 | DR | D3HLT0067 | TS34 | TS34 | bar: 2020 to 2050 :=
50 | DR | D3HLT0067 | TS35 | TS35 | bar: 2020 to 2050 :=
50 | DR | D3HLT0067 | TS36 | TS36 | bar: 2020 to 2050 :=
50 | DR | D3HLT0067 | TS37 | TS37 | bar: 2020 to 2050 :=
50 | DR | D3HLT0067 | TS38 | TS38 | bar: 2020 to 2050 :=
50 | DR | D3HLT0067 | TS39 | TS39 | bar: 2020 to 2050 :=
50 | DR | D3HLT0067 | TS40 | TS40 | bar: 2020 to 2050 :=
51 | DR | D3HSF0911 |  | [DRC,D3HSF0911,*,*] : | 2020 | 2021 | 2022 | 2023 | 2024 | 2025 | 2026 | 2027 | 2028 | 2029 | 2030 | 2031 | 2032 | 2033 | 2034 | 2035 | 2036 | 2037 | 2038 | 2039 | 2040 | 2041 | 2042 | 2043 | 2044 | 2045 | 2046 | 2047 | 2048 | 2049 | 2050 :=
51 | DR | D3HSF0911 | TS01 | TS01 | bar: 2020 to 2050 :=
51 | DR | D3HSF0911 | TS02 | TS02 | bar: 2020 to 2050 :=
51 | DR | D3HSF0911 | TS03 | TS03 | bar: 2020 to 2050 :=
51 | DR | D3HSF0911 | TS04 | TS04 | bar: 2020 to 2050 :=
51 | DR | D3HSF0911 | TS05 | TS05 | bar: 2020 to 2050 :=
51 | DR | D3HSF0911 | TS06 | TS06 | bar: 2020 to 2050 :=
51 | DR | D3HSF0911 | TS07 | TS07 | bar: 2020 to 2050 :=
51 | DR | D3HSF0911 | TS08 | TS08 | bar: 2020 to 2050 :=
51 | DR | D3HSF0911 | TS09 | TS09 | bar: 2020 to 2050 :=
51 | DR | D3HSF0911 | TS10 | TS10 | bar: 2020 to 2050 :=
51 | DR | D3HSF0911 | TS11 | TS11 | bar: 2020 to 2050 :=
51 | DR | D3HSF0911 | TS12 | TS12 | bar: 2020 to 2050 :=
51 | DR | D3HSF0911 | TS13 | TS13 | bar: 2020 to 2050 :=
51 | DR | D3HSF0911 | TS14 | TS14 | bar: 2020 to 2050 :=
51 | DR | D3HSF0911 | TS15 | TS15 | bar: 2020 to 2050 :=
51 | DR | D3HSF0911 | TS16 | TS16 | bar: 2020 to 2050 :=
51 | DR | D3HSF0911 | TS17 | TS17 | bar: 2020 to 2050 :=
51 | DR | D3HSF0911 | TS18 | TS18 | bar: 2020 to 2050 :=
51 | DR | D3HSF0911 | TS19 | TS19 | bar: 2020 to 2050 :=
51 | DR | D3HSF0911 | TS20 | TS20 | bar: 2020 to 2050 :=
51 | DR | D3HSF0911 | TS21 | TS21 | bar: 2020 to 2050 :=
51 | DR | D3HSF0911 | TS22 | TS22 | bar: 2020 to 2050 :=
51 | DR | D3HSF0911 | TS23 | TS23 | bar: 2020 to 2050 :=
51 | DR | D3HSF0911 | TS24 | TS24 | bar: 2020 to 2050 :=
51 | DR | D3HSF0911 | TS25 | TS25 | bar: 2020 to 2050 :=
51 | DR | D3HSF0911 | TS26 | TS26 | bar: 2020 to 2050 :=
51 | DR | D3HSF0911 | TS27 | TS27 | bar: 2020 to 2050 :=
51 | DR | D3HSF0911 | TS28 | TS28 | bar: 2020 to 2050 :=
51 | DR | D3HSF0911 | TS29 | TS29 | bar: 2020 to 2050 :=
51 | DR | D3HSF0911 | TS30 | TS30 | bar: 2020 to 2050 :=
51 | DR | D3HSF0911 | TS31 | TS31 | bar: 2020 to 2050 :=
51 | DR | D3HSF0911 | TS32 | TS32 | bar: 2020 to 2050 :=
51 | DR | D3HSF0911 | TS33 | TS33 | bar: 2020 to 2050 :=
51 | DR | D3HSF0911 | TS34 | TS34 | bar: 2020 to 2050 :=
51 | DR | D3HSF0911 | TS35 | TS35 | bar: 2020 to 2050 :=
51 | DR | D3HSF0911 | TS36 | TS36 | bar: 2020 to 2050 :=
51 | DR | D3HSF0911 | TS37 | TS37 | bar: 2020 to 2050 :=
51 | DR | D3HSF0911 | TS38 | TS38 | bar: 2020 to 2050 :=
51 | DR | D3HSF0911 | TS39 | TS39 | bar: 2020 to 2050 :=
51 | DR | D3HSF0911 | TS40 | TS40 | bar: 2020 to 2050 :=
52 | DR | D3HSF0982 |  | [DRC,D3HSF0982,*,*] : | 2020 | 2021 | 2022 | 2023 | 2024 | 2025 | 2026 | 2027 | 2028 | 2029 | 2030 | 2031 | 2032 | 2033 | 2034 | 2035 | 2036 | 2037 | 2038 | 2039 | 2040 | 2041 | 2042 | 2043 | 2044 | 2045 | 2046 | 2047 | 2048 | 2049 | 2050 :=
52 | DR | D3HSF0982 | TS01 | TS01 | bar: 2020 to 2050 :=
52 | DR | D3HSF0982 | TS02 | TS02 | bar: 2020 to 2050 :=
52 | DR | D3HSF0982 | TS03 | TS03 | bar: 2020 to 2050 :=
52 | DR | D3HSF0982 | TS04 | TS04 | bar: 2020 to 2050 :=
52 | DR | D3HSF0982 | TS05 | TS05 | bar: 2020 to 2050 :=
52 | DR | D3HSF0982 | TS06 | TS06 | bar: 2020 to 2050 :=
52 | DR | D3HSF0982 | TS07 | TS07 | bar: 2020 to 2050 :=
52 | DR | D3HSF0982 | TS08 | TS08 | bar: 2020 to 2050 :=
52 | DR | D3HSF0982 | TS09 | TS09 | bar: 2020 to 2050 :=
52 | DR | D3HSF0982 | TS10 | TS10 | bar: 2020 to 2050 :=
52 | DR | D3HSF0982 | TS11 | TS11 | bar: 2020 to 2050 :=
52 | DR | D3HSF0982 | TS12 | TS12 | bar: 2020 to 2050 :=
52 | DR | D3HSF0982 | TS13 | TS13 | bar: 2020 to 2050 :=
52 | DR | D3HSF0982 | TS14 | TS14 | bar: 2020 to 2050 :=
52 | DR | D3HSF0982 | TS15 | TS15 | bar: 2020 to 2050 :=
52 | DR | D3HSF0982 | TS16 | TS16 | bar: 2020 to 2050 :=
52 | DR | D3HSF0982 | TS17 | TS17 | bar: 2020 to 2050 :=
52 | DR | D3HSF0982 | TS18 | TS18 | bar: 2020 to 2050 :=
52 | DR | D3HSF0982 | TS19 | TS19 | bar: 2020 to 2050 :=
52 | DR | D3HSF0982 | TS20 | TS20 | bar: 2020 to 2050 :=
52 | DR | D3HSF0982 | TS21 | TS21 | bar: 2020 to 2050 :=
52 | DR | D3HSF0982 | TS22 | TS22 | bar: 2020 to 2050 :=
52 | DR | D3HSF0982 | TS23 | TS23 | bar: 2020 to 2050 :=
52 | DR | D3HSF0982 | TS24 | TS24 | bar: 2020 to 2050 :=
52 | DR | D3HSF0982 | TS25 | TS25 | bar: 2020 to 2050 :=
52 | DR | D3HSF0982 | TS26 | TS26 | bar: 2020 to 2050 :=
52 | DR | D3HSF0982 | TS27 | TS27 | bar: 2020 to 2050 :=
52 | DR | D3HSF0982 | TS28 | TS28 | bar: 2020 to 2050 :=
52 | DR | D3HSF0982 | TS29 | TS29 | bar: 2020 to 2050 :=
52 | DR | D3HSF0982 | TS30 | TS30 | bar: 2020 to 2050 :=
52 | DR | D3HSF0982 | TS31 | TS31 | bar: 2020 to 2050 :=
52 | DR | D3HSF0982 | TS32 | TS32 | bar: 2020 to 2050 :=
52 | DR | D3HSF0982 | TS33 | TS33 | bar: 2020 to 2050 :=
52 | DR | D3HSF0982 | TS34 | TS34 | bar: 2020 to 2050 :=
52 | DR | D3HSF0982 | TS35 | TS35 | bar: 2020 to 2050 :=
52 | DR | D3HSF0982 | TS36 | TS36 | bar: 2020 to 2050 :=
52 | DR | D3HSF0982 | TS37 | TS37 | bar: 2020 to 2050 :=
52 | DR | D3HSF0982 | TS38 | TS38 | bar: 2020 to 2050 :=
52 | DR | D3HSF0982 | TS39 | TS39 | bar: 2020 to 2050 :=
52 | DR | D3HSF0982 | TS40 | TS40 | bar: 2020 to 2050 :=
53 | DR | D3HLT0033 |  | [DRC,D3HLT0033,*,*] : | 2020 | 2021 | 2022 | 2023 | 2024 | 2025 | 2026 | 2027 | 2028 | 2029 | 2030 | 2031 | 2032 | 2033 | 2034 | 2035 | 2036 | 2037 | 2038 | 2039 | 2040 | 2041 | 2042 | 2043 | 2044 | 2045 | 2046 | 2047 | 2048 | 2049 | 2050 :=
53 | DR | D3HLT0033 | TS01 | TS01 | bar: 2020 to 2050 :=
53 | DR | D3HLT0033 | TS02 | TS02 | bar: 2020 to 2050 :=
53 | DR | D3HLT0033 | TS03 | TS03 | bar: 2020 to 2050 :=
53 | DR | D3HLT0033 | TS04 | TS04 | bar: 2020 to 2050 :=
53 | DR | D3HLT0033 | TS05 | TS05 | bar: 2020 to 2050 :=
53 | DR | D3HLT0033 | TS06 | TS06 | bar: 2020 to 2050 :=
53 | DR | D3HLT0033 | TS07 | TS07 | bar: 2020 to 2050 :=
53 | DR | D3HLT0033 | TS08 | TS08 | bar: 2020 to 2050 :=
53 | DR | D3HLT0033 | TS09 | TS09 | bar: 2020 to 2050 :=
53 | DR | D3HLT0033 | TS10 | TS10 | bar: 2020 to 2050 :=
53 | DR | D3HLT0033 | TS11 | TS11 | bar: 2020 to 2050 :=
53 | DR | D3HLT0033 | TS12 | TS12 | bar: 2020 to 2050 :=
53 | DR | D3HLT0033 | TS13 | TS13 | bar: 2020 to 2050 :=
53 | DR | D3HLT0033 | TS14 | TS14 | bar: 2020 to 2050 :=
53 | DR | D3HLT0033 | TS15 | TS15 | bar: 2020 to 2050 :=
53 | DR | D3HLT0033 | TS16 | TS16 | bar: 2020 to 2050 :=
53 | DR | D3HLT0033 | TS17 | TS17 | bar: 2020 to 2050 :=
53 | DR | D3HLT0033 | TS18 | TS18 | bar: 2020 to 2050 :=
53 | DR | D3HLT0033 | TS19 | TS19 | bar: 2020 to 2050 :=
53 | DR | D3HLT0033 | TS20 | TS20 | bar: 2020 to 2050 :=
53 | DR | D3HLT0033 | TS21 | TS21 | bar: 2020 to 2050 :=
53 | DR | D3HLT0033 | TS22 | TS22 | bar: 2020 to 2050 :=
53 | DR | D3HLT0033 | TS23 | TS23 | bar: 2020 to 2050 :=
53 | DR | D3HLT0033 | TS24 | TS24 | bar: 2020 to 2050 :=
53 | DR | D3HLT0033 | TS25 | TS25 | bar: 2020 to 2050 :=
53 | DR | D3HLT0033 | TS26 | TS26 | bar: 2020 to 2050 :=
53 | DR | D3HLT0033 | TS27 | TS27 | bar: 2020 to 2050 :=
53 | DR | D3HLT0033 | TS28 | TS28 | bar: 2020 to 2050 :=
53 | DR | D3HLT0033 | TS29 | TS29 | bar: 2020 to 2050 :=
53 | DR | D3HLT0033 | TS30 | TS30 | bar: 2020 to 2050 :=
53 | DR | D3HLT0033 | TS31 | TS31 | bar: 2020 to 2050 :=
53 | DR | D3HLT0033 | TS32 | TS32 | bar: 2020 to 2050 :=
53 | DR | D3HLT0033 | TS33 | TS33 | bar: 2020 to 2050 :=
53 | DR | D3HLT0033 | TS34 | TS34 | bar: 2020 to 2050 :=
53 | DR | D3HLT0033 | TS35 | TS35 | bar: 2020 to 2050 :=
53 | DR | D3HLT0033 | TS36 | TS36 | bar: 2020 to 2050 :=
53 | DR | D3HLT0033 | TS37 | TS37 | bar: 2020 to 2050 :=
53 | DR | D3HLT0033 | TS38 | TS38 | bar: 2020 to 2050 :=
53 | DR | D3HLT0033 | TS39 | TS39 | bar: 2020 to 2050 :=
53 | DR | D3HLT0033 | TS40 | TS40 | bar: 2020 to 2050 :=
54 | DR | D3HSFO01 |  | [DRC,D3HSFO01,*,*] : | 2020 | 2021 | 2022 | 2023 | 2024 | 2025 | 2026 | 2027 | 2028 | 2029 | 2030 | 2031 | 2032 | 2033 | 2034 | 2035 | 2036 | 2037 | 2038 | 2039 | 2040 | 2041 | 2042 | 2043 | 2044 | 2045 | 2046 | 2047 | 2048 | 2049 | 2050 :=
54 | DR | D3HSFO01 | TS01 | TS01 | bar: 2020 to 2050 :=
54 | DR | D3HSFO01 | TS02 | TS02 | bar: 2020 to 2050 :=
54 | DR | D3HSFO01 | TS03 | TS03 | bar: 2020 to 2050 :=
54 | DR | D3HSFO01 | TS04 | TS04 | bar: 2020 to 2050 :=
54 | DR | D3HSFO01 | TS05 | TS05 | bar: 2020 to 2050 :=
54 | DR | D3HSFO01 | TS06 | TS06 | bar: 2020 to 2050 :=
54 | DR | D3HSFO01 | TS07 | TS07 | bar: 2020 to 2050 :=
54 | DR | D3HSFO01 | TS08 | TS08 | bar: 2020 to 2050 :=
54 | DR | D3HSFO01 | TS09 | TS09 | bar: 2020 to 2050 :=
54 | DR | D3HSFO01 | TS10 | TS10 | bar: 2020 to 2050 :=
54 | DR | D3HSFO01 | TS11 | TS11 | bar: 2020 to 2050 :=
54 | DR | D3HSFO01 | TS12 | TS12 | bar: 2020 to 2050 :=
54 | DR | D3HSFO01 | TS13 | TS13 | bar: 2020 to 2050 :=
54 | DR | D3HSFO01 | TS14 | TS14 | bar: 2020 to 2050 :=
54 | DR | D3HSFO01 | TS15 | TS15 | bar: 2020 to 2050 :=
54 | DR | D3HSFO01 | TS16 | TS16 | bar: 2020 to 2050 :=
54 | DR | D3HSFO01 | TS17 | TS17 | bar: 2020 to 2050 :=
54 | DR | D3HSFO01 | TS18 | TS18 | bar: 2020 to 2050 :=
54 | DR | D3HSFO01 | TS19 | TS19 | bar: 2020 to 2050 :=
54 | DR | D3HSFO01 | TS20 | TS20 | bar: 2020 to 2050 :=
54 | DR | D3HSFO01 | TS21 | TS21 | bar: 2020 to 2050 :=
54 | DR | D3HSFO01 | TS22 | TS22 | bar: 2020 to 2050 :=
54 | DR | D3HSFO01 | TS23 | TS23 | bar: 2020 to 2050 :=
54 | DR | D3HSFO01 | TS24 | TS24 | bar: 2020 to 2050 :=
54 | DR | D3HSFO01 | TS25 | TS25 | bar: 2020 to 2050 :=
54 | DR | D3HSFO01 | TS26 | TS26 | bar: 2020 to 2050 :=
54 | DR | D3HSFO01 | TS27 | TS27 | bar: 2020 to 2050 :=
54 | DR | D3HSFO01 | TS28 | TS28 | bar: 2020 to 2050 :=
54 | DR | D3HSFO01 | TS29 | TS29 | bar: 2020 to 2050 :=
54 | DR | D3HSFO01 | TS30 | TS30 | bar: 2020 to 2050 :=
54 | DR | D3HSFO01 | TS31 | TS31 | bar: 2020 to 2050 :=
54 | DR | D3HSFO01 | TS32 | TS32 | bar: 2020 to 2050 :=
54 | DR | D3HSFO01 | TS33 | TS33 | bar: 2020 to 2050 :=
54 | DR | D3HSFO01 | TS34 | TS34 | bar: 2020 to 2050 :=
54 | DR | D3HSFO01 | TS35 | TS35 | bar: 2020 to 2050 :=
54 | DR | D3HSFO01 | TS36 | TS36 | bar: 2020 to 2050 :=
54 | DR | D3HSFO01 | TS37 | TS37 | bar: 2020 to 2050 :=
54 | DR | D3HSFO01 | TS38 | TS38 | bar: 2020 to 2050 :=
54 | DR | D3HSFO01 | TS39 | TS39 | bar: 2020 to 2050 :=
54 | DR | D3HSFO01 | TS40 | TS40 | bar: 2020 to 2050 :=
55 | DR | D3HSFO02 |  | [DRC,D3HSFO02,*,*] : | 2020 | 2021 | 2022 | 2023 | 2024 | 2025 | 2026 | 2027 | 2028 | 2029 | 2030 | 2031 | 2032 | 2033 | 2034 | 2035 | 2036 | 2037 | 2038 | 2039 | 2040 | 2041 | 2042 | 2043 | 2044 | 2045 | 2046 | 2047 | 2048 | 2049 | 2050 :=
55 | DR | D3HSFO02 | TS01 | TS01 | bar: 2020 to 2050 :=
55 | DR | D3HSFO02 | TS02 | TS02 | bar: 2020 to 2050 :=
55 | DR | D3HSFO02 | TS03 | TS03 | bar: 2020 to 2050 :=
55 | DR | D3HSFO02 | TS04 | TS04 | bar: 2020 to 2050 :=
55 | DR | D3HSFO02 | TS05 | TS05 | bar: 2020 to 2050 :=
55 | DR | D3HSFO02 | TS06 | TS06 | bar: 2020 to 2050 :=
55 | DR | D3HSFO02 | TS07 | TS07 | bar: 2020 to 2050 :=
55 | DR | D3HSFO02 | TS08 | TS08 | bar: 2020 to 2050 :=
55 | DR | D3HSFO02 | TS09 | TS09 | bar: 2020 to 2050 :=
55 | DR | D3HSFO02 | TS10 | TS10 | bar: 2020 to 2050 :=
55 | DR | D3HSFO02 | TS11 | TS11 | bar: 2020 to 2050 :=
55 | DR | D3HSFO02 | TS12 | TS12 | bar: 2020 to 2050 :=
55 | DR | D3HSFO02 | TS13 | TS13 | bar: 2020 to 2050 :=
55 | DR | D3HSFO02 | TS14 | TS14 | bar: 2020 to 2050 :=
55 | DR | D3HSFO02 | TS15 | TS15 | bar: 2020 to 2050 :=
55 | DR | D3HSFO02 | TS16 | TS16 | bar: 2020 to 2050 :=
55 | DR | D3HSFO02 | TS17 | TS17 | bar: 2020 to 2050 :=
55 | DR | D3HSFO02 | TS18 | TS18 | bar: 2020 to 2050 :=
55 | DR | D3HSFO02 | TS19 | TS19 | bar: 2020 to 2050 :=
55 | DR | D3HSFO02 | TS20 | TS20 | bar: 2020 to 2050 :=
55 | DR | D3HSFO02 | TS21 | TS21 | bar: 2020 to 2050 :=
55 | DR | D3HSFO02 | TS22 | TS22 | bar: 2020 to 2050 :=
55 | DR | D3HSFO02 | TS23 | TS23 | bar: 2020 to 2050 :=
55 | DR | D3HSFO02 | TS24 | TS24 | bar: 2020 to 2050 :=
55 | DR | D3HSFO02 | TS25 | TS25 | bar: 2020 to 2050 :=
55 | DR | D3HSFO02 | TS26 | TS26 | bar: 2020 to 2050 :=
55 | DR | D3HSFO02 | TS27 | TS27 | bar: 2020 to 2050 :=
55 | DR | D3HSFO02 | TS28 | TS28 | bar: 2020 to 2050 :=
55 | DR | D3HSFO02 | TS29 | TS29 | bar: 2020 to 2050 :=
55 | DR | D3HSFO02 | TS30 | TS30 | bar: 2020 to 2050 :=
55 | DR | D3HSFO02 | TS31 | TS31 | bar: 2020 to 2050 :=
55 | DR | D3HSFO02 | TS32 | TS32 | bar: 2020 to 2050 :=
55 | DR | D3HSFO02 | TS33 | TS33 | bar: 2020 to 2050 :=
55 | DR | D3HSFO02 | TS34 | TS34 | bar: 2020 to 2050 :=
55 | DR | D3HSFO02 | TS35 | TS35 | bar: 2020 to 2050 :=
55 | DR | D3HSFO02 | TS36 | TS36 | bar: 2020 to 2050 :=
55 | DR | D3HSFO02 | TS37 | TS37 | bar: 2020 to 2050 :=
55 | DR | D3HSFO02 | TS38 | TS38 | bar: 2020 to 2050 :=
55 | DR | D3HSFO02 | TS39 | TS39 | bar: 2020 to 2050 :=
55 | DR | D3HSFO02 | TS40 | TS40 | bar: 2020 to 2050 :=
56 | DR | D3HSFO03 |  | [DRC,D3HSFO03,*,*] : | 2020 | 2021 | 2022 | 2023 | 2024 | 2025 | 2026 | 2027 | 2028 | 2029 | 2030 | 2031 | 2032 | 2033 | 2034 | 2035 | 2036 | 2037 | 2038 | 2039 | 2040 | 2041 | 2042 | 2043 | 2044 | 2045 | 2046 | 2047 | 2048 | 2049 | 2050 :=
56 | DR | D3HSFO03 | TS01 | TS01 | bar: 2020 to 2050 :=
56 | DR | D3HSFO03 | TS02 | TS02 | bar: 2020 to 2050 :=
56 | DR | D3HSFO03 | TS03 | TS03 | bar: 2020 to 2050 :=
56 | DR | D3HSFO03 | TS04 | TS04 | bar: 2020 to 2050 :=
56 | DR | D3HSFO03 | TS05 | TS05 | bar: 2020 to 2050 :=
56 | DR | D3HSFO03 | TS06 | TS06 | bar: 2020 to 2050 :=
56 | DR | D3HSFO03 | TS07 | TS07 | bar: 2020 to 2050 :=
56 | DR | D3HSFO03 | TS08 | TS08 | bar: 2020 to 2050 :=
56 | DR | D3HSFO03 | TS09 | TS09 | bar: 2020 to 2050 :=
56 | DR | D3HSFO03 | TS10 | TS10 | bar: 2020 to 2050 :=
56 | DR | D3HSFO03 | TS11 | TS11 | bar: 2020 to 2050 :=
56 | DR | D3HSFO03 | TS12 | TS12 | bar: 2020 to 2050 :=
56 | DR | D3HSFO03 | TS13 | TS13 | bar: 2020 to 2050 :=
56 | DR | D3HSFO03 | TS14 | TS14 | bar: 2020 to 2050 :=
56 | DR | D3HSFO03 | TS15 | TS15 | bar: 2020 to 2050 :=
56 | DR | D3HSFO03 | TS16 | TS16 | bar: 2020 to 2050 :=
56 | DR | D3HSFO03 | TS17 | TS17 | bar: 2020 to 2050 :=
56 | DR | D3HSFO03 | TS18 | TS18 | bar: 2020 to 2050 :=
56 | DR | D3HSFO03 | TS19 | TS19 | bar: 2020 to 2050 :=
56 | DR | D3HSFO03 | TS20 | TS20 | bar: 2020 to 2050 :=
56 | DR | D3HSFO03 | TS21 | TS21 | bar: 2020 to 2050 :=
56 | DR | D3HSFO03 | TS22 | TS22 | bar: 2020 to 2050 :=
56 | DR | D3HSFO03 | TS23 | TS23 | bar: 2020 to 2050 :=
56 | DR | D3HSFO03 | TS24 | TS24 | bar: 2020 to 2050 :=
56 | DR | D3HSFO03 | TS25 | TS25 | bar: 2020 to 2050 :=
56 | DR | D3HSFO03 | TS26 | TS26 | bar: 2020 to 2050 :=
56 | DR | D3HSFO03 | TS27 | TS27 | bar: 2020 to 2050 :=
56 | DR | D3HSFO03 | TS28 | TS28 | bar: 2020 to 2050 :=
56 | DR | D3HSFO03 | TS29 | TS29 | bar: 2020 to 2050 :=
56 | DR | D3HSFO03 | TS30 | TS30 | bar: 2020 to 2050 :=
56 | DR | D3HSFO03 | TS31 | TS31 | bar: 2020 to 2050 :=
56 | DR | D3HSFO03 | TS32 | TS32 | bar: 2020 to 2050 :=
56 | DR | D3HSFO03 | TS33 | TS33 | bar: 2020 to 2050 :=
56 | DR | D3HSFO03 | TS34 | TS34 | bar: 2020 to 2050 :=
56 | DR | D3HSFO03 | TS35 | TS35 | bar: 2020 to 2050 :=
56 | DR | D3HSFO03 | TS36 | TS36 | bar: 2020 to 2050 :=
56 | DR | D3HSFO03 | TS37 | TS37 | bar: 2020 to 2050 :=
56 | DR | D3HSFO03 | TS38 | TS38 | bar: 2020 to 2050 :=
56 | DR | D3HSFO03 | TS39 | TS39 | bar: 2020 to 2050 :=
56 | DR | D3HSFO03 | TS40 | TS40 | bar: 2020 to 2050 :=

## EmissionsPenalty
EMISSION | 2017 | 2018 | 2019 | 2020 | 2021 | 2022 | 2023 | 2024 | 2025 | 2026 | 2027 | 2028 | 2029 | 2030 | 2031 | 2032 | 2033 | 2034 | 2035 | 2036 | 2037 | 2038 | 2039 | 2040 | 2041 | 2042 | 2043 | 2044 | 2045 | 2046 | 2047 | 2048 | 2049 | 2050 | 2051 | 2052 | 2053 | 2054 | 2055 | 2056 | 2057 | 2058 | 2059 | 2060 | 2061 | 2062 | 2063 | 2064 | 2065 | 2066 | 2067 | 2068 | 2069 | 2070
CO2 | 0 | 0 | 0 | 0 | 0 | 0 | 0 | 0 | 0 | 0 | 0 | 0 | 0 | 0 | 0 | 0 | 0 | 0 | 0 | 0 | 0 | 0 | 0 | 0 | 0 | 0 | 0 | 0 | 0 | 0 | 0 | 0 | 0 | 0
NOX | 0 | 0 | 0 | 0 | 0 | 0 | 0 | 0 | 0 | 0 | 0 | 0 | 0 | 0 | 0 | 0 | 0 | 0 | 0 | 0 | 0 | 0 | 0 | 0 | 0 | 0 | 0 | 0 | 0 | 0 | 0 | 0 | 0 | 0

## ReserveMargin
| 2020 | 2021 | 2022 | 2023 | 2024 | 2025 | 2026 | 2027 | 2028 | 2029 | 2030 | 2031 | 2032 | 2033 | 2034 | 2035 | 2036 | 2037 | 2038 | 2039 | 2040 | 2041 | 2042 | 2043 | 2044 | 2045 | 2046 | 2047 | 2048 | 2049 | 2050
DRC | 1.2 | 1.2 | 1.2 | 1.2 | 1.2 | 1.2 | 1.2 | 1.2 | 1.2 | 1.2 | 1.2 | 1.2 | 1.2 | 1.2 | 1.2 | 1.2 | 1.2 | 1.2 | 1.2 | 1.2 | 1.2 | 1.2 | 1.2 | 1.2 | 1.2 | 1.2 | 1.2 | 2.2 | 3.2 | 4.2 | 5.2

## ReserveMarginTagFuel
FUEL | 2017 | 2018 | 2019 | 2020 | 2021 | 2022 | 2023 | 2024 | 2025 | 2026 | 2027 | 2028 | 2029 | 2030 | 2031 | 2032 | 2033 | 2034 | 2035 | 2036 | 2037 | 2038 | 2039 | 2040 | 2041 | 2042 | 2043 | 2044 | 2045 | 2046 | 2047 | 2048 | 2049 | 2050 | 2051 | 2052 | 2053 | 2054 | 2055 | 2056 | 2057 | 2058 | 2059 | 2060 | 2061 | 2062 | 2063 | 2064 | 2065 | 2066 | 2067 | 2068 | 2069 | 2070
D3ELC01 | 1 | 1 | 1 | 1 | 1 | 1 | 1 | 1 | 1 | 1 | 1 | 1 | 1 | 1 | 1 | 1 | 1 | 1 | 1 | 1 | 1 | 1 | 1 | 1 | 1 | 1 | 1 | 1 | 1 | 1 | 1 | 1 | 1 | 1

## ReserveMarginTagTechnology
TECHNOLOGY | 2017 | 2018 | 2019 | 2020 | 2021 | 2022 | 2023 | 2024 | 2025 | 2026 | 2027 | 2028 | 2029 | 2030 | 2031 | 2032 | 2033 | 2034 | 2035 | 2036 | 2037 | 2038 | 2039 | 2040 | 2041 | 2042 | 2043 | 2044 | 2045 | 2046 | 2047 | 2048 | 2049 | 2050 | 2051 | 2052 | 2053 | 2054 | 2055 | 2056 | 2057 | 2058 | 2059 | 2060 | 2061 | 2062 | 2063 | 2064 | 2065 | 2066 | 2067 | 2068 | 2069 | 2070
D3IMPELC | 1 | 1 | 1 | 1 | 1 | 1 | 1 | 1 | 1 | 1 | 1 | 1 | 1 | 1 | 1 | 1 | 1 | 1 | 1 | 1 | 1 | 1 | 1 | 1 | 1 | 1 | 1 | 1 | 1 | 1 | 1 | 1 | 1 | 1
D3DSGC00 | 1 | 1 | 1 | 1 | 1 | 1 | 1 | 1 | 1 | 1 | 1 | 1 | 1 | 1 | 1 | 1 | 1 | 1 | 1 | 1 | 1 | 1 | 1 | 1 | 1 | 1 | 1 | 1 | 1 | 1 | 1 | 1 | 1 | 1
D3HFGC00 | 1 | 1 | 1 | 1 | 1 | 1 | 1 | 1 | 1 | 1 | 1 | 1 | 1 | 1 | 1 | 1 | 1 | 1 | 1 | 1 | 1 | 1 | 1 | 1 | 1 | 1 | 1 | 1 | 1 | 1 | 1 | 1 | 1 | 1
D3NGOC00 | 1 | 1 | 1 | 1 | 1 | 1 | 1 | 1 | 1 | 1 | 1 | 1 | 1 | 1 | 1 | 1 | 1 | 1 | 1 | 1 | 1 | 1 | 1 | 1 | 1 | 1 | 1 | 1 | 1 | 1 | 1 | 1 | 1 | 1
D3NGCC00 | 1 | 1 | 1 | 1 | 1 | 1 | 1 | 1 | 1 | 1 | 1 | 1 | 1 | 1 | 1 | 1 | 1 | 1 | 1 | 1 | 1 | 1 | 1 | 1 | 1 | 1 | 1 | 1 | 1 | 1 | 1 | 1 | 1 | 1
D3NGEC00 | 1 | 1 | 1 | 1 | 1 | 1 | 1 | 1 | 1 | 1 | 1 | 1 | 1 | 1 | 1 | 1 | 1 | 1 | 1 | 1 | 1 | 1 | 1 | 1 | 1 | 1 | 1 | 1 | 1 | 1 | 1 | 1 | 1 | 1
D3BMBC00 | 1 | 1 | 1 | 1 | 1 | 1 | 1 | 1 | 1 | 1 | 1 | 1 | 1 | 1 | 1 | 1 | 1 | 1 | 1 | 1 | 1 | 1 | 1 | 1 | 1 | 1 | 1 | 1 | 1 | 1 | 1 | 1 | 1 | 1
D3BWWC00 | 1 | 1 | 1 | 1 | 1 | 1 | 1 | 1 | 1 | 1 | 1 | 1 | 1 | 1 | 1 | 1 | 1 | 1 | 1 | 1 | 1 | 1 | 1 | 1 | 1 | 1 | 1 | 1 | 1 | 1 | 1 | 1 | 1 | 1
D3DSBC01 | 1 | 1 | 1 | 1 | 1 | 1 | 1 | 1 | 1 | 1 | 1 | 1 | 1 | 1 | 1 | 1 | 1 | 1 | 1 | 1 | 1 | 1 | 1 | 1 | 1 | 1 | 1 | 1 | 1 | 1 | 1 | 1 | 1 | 1
D3DSBC02 | 1 | 1 | 1 | 1 | 1 | 1 | 1 | 1 | 1 | 1 | 1 | 1 | 1 | 1 | 1 | 1 | 1 | 1 | 1 | 1 | 1 | 1 | 1 | 1 | 1 | 1 | 1 | 1 | 1 | 1 | 1 | 1 | 1 | 1
D3DSBC03 | 1 | 1 | 1 | 1 | 1 | 1 | 1 | 1 | 1 | 1 | 1 | 1 | 1 | 1 | 1 | 1 | 1 | 1 | 1 | 1 | 1 | 1 | 1 | 1 | 1 | 1 | 1 | 1 | 1 | 1 | 1 | 1 | 1 | 1
D3DSBC04 | 1 | 1 | 1 | 1 | 1 | 1 | 1 | 1 | 1 | 1 | 1 | 1 | 1 | 1 | 1 | 1 | 1 | 1 | 1 | 1 | 1 | 1 | 1 | 1 | 1 | 1 | 1 | 1 | 1 | 1 | 1 | 1 | 1 | 1
D3DSBC05 | 1 | 1 | 1 | 1 | 1 | 1 | 1 | 1 | 1 | 1 | 1 | 1 | 1 | 1 | 1 | 1 | 1 | 1 | 1 | 1 | 1 | 1 | 1 | 1 | 1 | 1 | 1 | 1 | 1 | 1 | 1 | 1 | 1 | 1
D3DSBC06 | 1 | 1 | 1 | 1 | 1 | 1 | 1 | 1 | 1 | 1 | 1 | 1 | 1 | 1 | 1 | 1 | 1 | 1 | 1 | 1 | 1 | 1 | 1 | 1 | 1 | 1 | 1 | 1 | 1 | 1 | 1 | 1 | 1 | 1
D3DSBC07 | 1 | 1 | 1 | 1 | 1 | 1 | 1 | 1 | 1 | 1 | 1 | 1 | 1 | 1 | 1 | 1 | 1 | 1 | 1 | 1 | 1 | 1 | 1 | 1 | 1 | 1 | 1 | 1 | 1 | 1 | 1 | 1 | 1 | 1
D3DSGC01 | 1 | 1 | 1 | 1 | 1 | 1 | 1 | 1 | 1 | 1 | 1 | 1 | 1 | 1 | 1 | 1 | 1 | 1 | 1 | 1 | 1 | 1 | 1 | 1 | 1 | 1 | 1 | 1 | 1 | 1 | 1 | 1 | 1 | 1
D3DSGC02 | 1 | 1 | 1 | 1 | 1 | 1 | 1 | 1 | 1 | 1 | 1 | 1 | 1 | 1 | 1 | 1 | 1 | 1 | 1 | 1 | 1 | 1 | 1 | 1 | 1 | 1 | 1 | 1 | 1 | 1 | 1 | 1 | 1 | 1
D3HYRC01 | 1 | 1 | 1 | 1 | 1 | 1 | 1 | 1 | 1 | 1 | 1 | 1 | 1 | 1 | 1 | 1 | 1 | 1 | 1 | 1 | 1 | 1 | 1 | 1 | 1 | 1 | 1 | 1 | 1 | 1 | 1 | 1 | 1 | 1
D3HYRC02 | 1 | 1 | 1 | 1 | 1 | 1 | 1 | 1 | 1 | 1 | 1 | 1 | 1 | 1 | 1 | 1 | 1 | 1 | 1 | 1 | 1 | 1 | 1 | 1 | 1 | 1 | 1 | 1 | 1 | 1 | 1 | 1 | 1 | 1
D3HYRC03 | 1 | 1 | 1 | 1 | 1 | 1 | 1 | 1 | 1 | 1 | 1 | 1 | 1 | 1 | 1 | 1 | 1 | 1 | 1 | 1 | 1 | 1 | 1 | 1 | 1 | 1 | 1 | 1 | 1 | 1 | 1 | 1 | 1 | 1
D3HYOC01 | 1 | 1 | 1 | 1 | 1 | 1 | 1 | 1 | 1 | 1 | 1 | 1 | 1 | 1 | 1 | 1 | 1 | 1 | 1 | 1 | 1 | 1 | 1 | 1 | 1 | 1 | 1 | 1 | 1 | 1 | 1 | 1 | 1 | 1
D3SOPC330 | 1 | 1 | 1 | 1 | 1 | 1 | 1 | 1 | 1 | 1 | 1 | 1 | 1 | 1 | 1 | 1 | 1 | 1 | 1 | 1 | 1 | 1 | 1 | 1 | 1 | 1 | 1 | 1 | 1 | 1 | 1 | 1 | 1 | 1
D3SOPC331 | 1 | 1 | 1 | 1 | 1 | 1 | 1 | 1 | 1 | 1 | 1 | 1 | 1 | 1 | 1 | 1 | 1 | 1 | 1 | 1 | 1 | 1 | 1 | 1 | 1 | 1 | 1 | 1 | 1 | 1 | 1 | 1 | 1 | 1
D3SOPC1616 | 1 | 1 | 1 | 1 | 1 | 1 | 1 | 1 | 1 | 1 | 1 | 1 | 1 | 1 | 1 | 1 | 1 | 1 | 1 | 1 | 1 | 1 | 1 | 1 | 1 | 1 | 1 | 1 | 1 | 1 | 1 | 1 | 1 | 1
D3SOTN00 | 1 | 1 | 1 | 1 | 1 | 1 | 1 | 1 | 1 | 1 | 1 | 1 | 1 | 1 | 1 | 1 | 1 | 1 | 1 | 1 | 1 | 1 | 1 | 1 | 1 | 1 | 1 | 1 | 1 | 1 | 1 | 1 | 1 | 1
D3SOTS00 | 1 | 1 | 1 | 1 | 1 | 1 | 1 | 1 | 1 | 1 | 1 | 1 | 1 | 1 | 1 | 1 | 1 | 1 | 1 | 1 | 1 | 1 | 1 | 1 | 1 | 1 | 1 | 1 | 1 | 1 | 1 | 1 | 1 | 1
D3NGSO00 | 1 | 1 | 1 | 1 | 1 | 1 | 1 | 1 | 1 | 1 | 1 | 1 | 1 | 1 | 1 | 1 | 1 | 1 | 1 | 1 | 1 | 1 | 1 | 1 | 1 | 1 | 1 | 1 | 1 | 1 | 1 | 1 | 1 | 1
D3WDLC0 | 1 | 1 | 1 | 1 | 1 | 1 | 1 | 1 | 1 | 1 | 1 | 1 | 1 | 1 | 1 | 1 | 1 | 1 | 1 | 1 | 1 | 1 | 1 | 1 | 1 | 1 | 1 | 1 | 1 | 1 | 1 | 1 | 1 | 1
D3WDLC2 | 1 | 1 | 1 | 1 | 1 | 1 | 1 | 1 | 1 | 1 | 1 | 1 | 1 | 1 | 1 | 1 | 1 | 1 | 1 | 1 | 1 | 1 | 1 | 1 | 1 | 1 | 1 | 1 | 1 | 1 | 1 | 1 | 1 | 1
D3WDLC1 | 1 | 1 | 1 | 1 | 1 | 1 | 1 | 1 | 1 | 1 | 1 | 1 | 1 | 1 | 1 | 1 | 1 | 1 | 1 | 1 | 1 | 1 | 1 | 1 | 1 | 1 | 1 | 1 | 1 | 1 | 1 | 1 | 1 | 1
D3WDLDUM1 | 1 | 1 | 1 | 1 | 1 | 1 | 1 | 1 | 1 | 1 | 1 | 1 | 1 | 1 | 1 | 1 | 1 | 1 | 1 | 1 | 1 | 1 | 1 | 1 | 1 | 1 | 1 | 1 | 1 | 1 | 1 | 1 | 1 | 1
D3WDLDUM2 | 1 | 1 | 1 | 1 | 1 | 1 | 1 | 1 | 1 | 1 | 1 | 1 | 1 | 1 | 1 | 1 | 1 | 1 | 1 | 1 | 1 | 1 | 1 | 1 | 1 | 1 | 1 | 1 | 1 | 1 | 1 | 1 | 1 | 1
D3WDLDUM3 | 1 | 1 | 1 | 1 | 1 | 1 | 1 | 1 | 1 | 1 | 1 | 1 | 1 | 1 | 1 | 1 | 1 | 1 | 1 | 1 | 1 | 1 | 1 | 1 | 1 | 1 | 1 | 1 | 1 | 1 | 1 | 1 | 1 | 1
D3WDLDUM4 | 1 | 1 | 1 | 1 | 1 | 1 | 1 | 1 | 1 | 1 | 1 | 1 | 1 | 1 | 1 | 1 | 1 | 1 | 1 | 1 | 1 | 1 | 1 | 1 | 1 | 1 | 1 | 1 | 1 | 1 | 1 | 1 | 1 | 1
D3WDLDUM5 | 1 | 1 | 1 | 1 | 1 | 1 | 1 | 1 | 1 | 1 | 1 | 1 | 1 | 1 | 1 | 1 | 1 | 1 | 1 | 1 | 1 | 1 | 1 | 1 | 1 | 1 | 1 | 1 | 1 | 1 | 1 | 1 | 1 | 1
D3WDLDUM6 | 1 | 1 | 1 | 1 | 1 | 1 | 1 | 1 | 1 | 1 | 1 | 1 | 1 | 1 | 1 | 1 | 1 | 1 | 1 | 1 | 1 | 1 | 1 | 1 | 1 | 1 | 1 | 1 | 1 | 1 | 1 | 1 | 1 | 1
D3WDLDUM7 | 1 | 1 | 1 | 1 | 1 | 1 | 1 | 1 | 1 | 1 | 1 | 1 | 1 | 1 | 1 | 1 | 1 | 1 | 1 | 1 | 1 | 1 | 1 | 1 | 1 | 1 | 1 | 1 | 1 | 1 | 1 | 1 | 1 | 1
D3HLT0031 | 1 | 1 | 1 | 1 | 1 | 1 | 1 | 1 | 1 | 1 | 1 | 1 | 1 | 1 | 1 | 1 | 1 | 1 | 1 | 1 | 1 | 1 | 1 | 1 | 1 | 1 | 1 | 1 | 1 | 1 | 1 | 1 | 1 | 1
D3HSF0421 | 1 | 1 | 1 | 1 | 1 | 1 | 1 | 1 | 1 | 1 | 1 | 1 | 1 | 1 | 1 | 1 | 1 | 1 | 1 | 1 | 1 | 1 | 1 | 1 | 1 | 1 | 1 | 1 | 1 | 1 | 1 | 1 | 1 | 1
D3HSF0540 | 1 | 1 | 1 | 1 | 1 | 1 | 1 | 1 | 1 | 1 | 1 | 1 | 1 | 1 | 1 | 1 | 1 | 1 | 1 | 1 | 1 | 1 | 1 | 1 | 1 | 1 | 1 | 1 | 1 | 1 | 1 | 1 | 1 | 1
D3HSF0759 | 1 | 1 | 1 | 1 | 1 | 1 | 1 | 1 | 1 | 1 | 1 | 1 | 1 | 1 | 1 | 1 | 1 | 1 | 1 | 1 | 1 | 1 | 1 | 1 | 1 | 1 | 1 | 1 | 1 | 1 | 1 | 1 | 1 | 1
D3HSF0763 | 1 | 1 | 1 | 1 | 1 | 1 | 1 | 1 | 1 | 1 | 1 | 1 | 1 | 1 | 1 | 1 | 1 | 1 | 1 | 1 | 1 | 1 | 1 | 1 | 1 | 1 | 1 | 1 | 1 | 1 | 1 | 1 | 1 | 1
D3HSF0856 | 1 | 1 | 1 | 1 | 1 | 1 | 1 | 1 | 1 | 1 | 1 | 1 | 1 | 1 | 1 | 1 | 1 | 1 | 1 | 1 | 1 | 1 | 1 | 1 | 1 | 1 | 1 | 1 | 1 | 1 | 1 | 1 | 1 | 1
D3HSF0931 | 1 | 1 | 1 | 1 | 1 | 1 | 1 | 1 | 1 | 1 | 1 | 1 | 1 | 1 | 1 | 1 | 1 | 1 | 1 | 1 | 1 | 1 | 1 | 1 | 1 | 1 | 1 | 1 | 1 | 1 | 1 | 1 | 1 | 1
D3HSF0939 | 1 | 1 | 1 | 1 | 1 | 1 | 1 | 1 | 1 | 1 | 1 | 1 | 1 | 1 | 1 | 1 | 1 | 1 | 1 | 1 | 1 | 1 | 1 | 1 | 1 | 1 | 1 | 1 | 1 | 1 | 1 | 1 | 1 | 1
D3HLT0027 | 1 | 1 | 1 | 1 | 1 | 1 | 1 | 1 | 1 | 1 | 1 | 1 | 1 | 1 | 1 | 1 | 1 | 1 | 1 | 1 | 1 | 1 | 1 | 1 | 1 | 1 | 1 | 1 | 1 | 1 | 1 | 1 | 1 | 1
D3HLT0030 | 1 | 1 | 1 | 1 | 1 | 1 | 1 | 1 | 1 | 1 | 1 | 1 | 1 | 1 | 1 | 1 | 1 | 1 | 1 | 1 | 1 | 1 | 1 | 1 | 1 | 1 | 1 | 1 | 1 | 1 | 1 | 1 | 1 | 1
D3HLT0040 | 1 | 1 | 1 | 1 | 1 | 1 | 1 | 1 | 1 | 1 | 1 | 1 | 1 | 1 | 1 | 1 | 1 | 1 | 1 | 1 | 1 | 1 | 1 | 1 | 1 | 1 | 1 | 1 | 1 | 1 | 1 | 1 | 1 | 1
D3HLT0046 | 1 | 1 | 1 | 1 | 1 | 1 | 1 | 1 | 1 | 1 | 1 | 1 | 1 | 1 | 1 | 1 | 1 | 1 | 1 | 1 | 1 | 1 | 1 | 1 | 1 | 1 | 1 | 1 | 1 | 1 | 1 | 1 | 1 | 1
D3HLT0067 | 1 | 1 | 1 | 1 | 1 | 1 | 1 | 1 | 1 | 1 | 1 | 1 | 1 | 1 | 1 | 1 | 1 | 1 | 1 | 1 | 1 | 1 | 1 | 1 | 1 | 1 | 1 | 1 | 1 | 1 | 1 | 1 | 1 | 1
D3HSF0911 | 1 | 1 | 1 | 1 | 1 | 1 | 1 | 1 | 1 | 1 | 1 | 1 | 1 | 1 | 1 | 1 | 1 | 1 | 1 | 1 | 1 | 1 | 1 | 1 | 1 | 1 | 1 | 1 | 1 | 1 | 1 | 1 | 1 | 1
D3HSF0982 | 1 | 1 | 1 | 1 | 1 | 1 | 1 | 1 | 1 | 1 | 1 | 1 | 1 | 1 | 1 | 1 | 1 | 1 | 1 | 1 | 1 | 1 | 1 | 1 | 1 | 1 | 1 | 1 | 1 | 1 | 1 | 1 | 1 | 1
D3HLT0033 | 1 | 1 | 1 | 1 | 1 | 1 | 1 | 1 | 1 | 1 | 1 | 1 | 1 | 1 | 1 | 1 | 1 | 1 | 1 | 1 | 1 | 1 | 1 | 1 | 1 | 1 | 1 | 1 | 1 | 1 | 1 | 1 | 1 | 1
D3HSFO01 | 1 | 1 | 1 | 1 | 1 | 1 | 1 | 1 | 1 | 1 | 1 | 1 | 1 | 1 | 1 | 1 | 1 | 1 | 1 | 1 | 1 | 1 | 1 | 1 | 1 | 1 | 1 | 1 | 1 | 1 | 1 | 1 | 1 | 1
D3HSFO02 | 1 | 1 | 1 | 1 | 1 | 1 | 1 | 1 | 1 | 1 | 1 | 1 | 1 | 1 | 1 | 1 | 1 | 1 | 1 | 1 | 1 | 1 | 1 | 1 | 1 | 1 | 1 | 1 | 1 | 1 | 1 | 1 | 1 | 1
D3HSFO03 | 1 | 1 | 1 | 1 | 1 | 1 | 1 | 1 | 1 | 1 | 1 | 1 | 1 | 1 | 1 | 1 | 1 | 1 | 1 | 1 | 1 | 1 | 1 | 1 | 1 | 1 | 1 | 1 | 1 | 1 | 1 | 1 | 1 | 1

## LCOE check
At Max capacity factor
| Hydro Small |  |  | Thermal |  |  | RE
| Small | Medium | Large | NG OC | NG CC | Coal | Wind | Solar
Avg
Min
Max