## NOTES
Grid | Kinshasa distribution grid saturated (WB: Increasing access to electricity in the DRC: Opportunities and Challenges)

## TS_DRC
1 | 2 | 3 | 4 | 5 | 6 | 7 |  | 8 | 9 | 10 | 11 | 12 | 13 | 14 | 15 | 16 | 17 |  | 1
|  |  | Season needs to map to something if the TS needs a season name, otherwise not | [15 empty] | 0.93767 | bar: 14 to 17
[8 empty] | 16: 6 |  | 0.062331
LR Year | Season | DayStart | DayEnd | Blocks | days | Day | Season | hour: | Blocks | TS share | TS check- must sum to 1 |  |  | Timeslices | TS name | Model input | Share of year
2015 | 1 | 1 | 91 | 10 | 91 | 1 | 1 | 0 | 1 | 0.00011416 | 1 |  | 1 | 1 | TS01 | 0.062331 | 0.062329 | 0.24932 | 0.16164
| 1 | 92 | 182 | 10 | 91 | 1 | 1 | 1 | 1 | 0.00011416 |  |  | 2 | 2 | TS02 | 0.020776 | 0.020776
| 3 | 183 | 274 | 10 | 92 | 1 | 1 | 2 | 1 | 0.00011416 |  |  | 3 | 3 | TS03 | 0.020776 | 0.020776
| 4 | 275 | 365 | 10 | 91 | 1 | 1 | 3 | 1 | 0.00011416 |  |  | 4 | 4 | TS04 | 0.020776 | 0.020776
| 5 |  |  |  | 365 | 1 | 1 | 4 | 1 | 0.00011416 |  |  | 5 | 5 | TS05 | 0.020776 | 0.020776
| 6 |  |  |  |  | 1 | 1 | 5 | 1 | 0.00011416 |  |  | 6 | 6 | TS06 | 0.020776 | 0.020776
| 7 |  |  |  |  | 1 | 1 | 6 | 2 | 0.00011416 |  |  | 7 | 7 | TS07 | 0.020776 | 0.020776
| 8 |  |  |  |  | 1 | 1 | 7 | 2 | 0.00011416 |  |  | 8 | 8 | TS08 | 0.020776 | 0.020776
| 9 |  |  |  |  | 1 | 1 | 8 | 3 | 0.00011416 |  |  | 9 | 9 | TS09 | 0.020776 | 0.020776
| 10 |  |  |  |  | 1 | 1 | 9 | 3 | 0.00011416 |  |  | 10 | 10 | TS10 | 0.020776 | 0.020776
| 11 |  |  |  |  | 1 | 1 | 10 | 4 | 0.00011416 |  |  | 11 | 1 | TS11 | 0.062329 | 0.062329 | 0.24932 | 0.25205
| 12 |  |  |  |  | 1 | 1 | 11 | 4 | 0.00011416 |  |  | 12 | 2 | TS12 | 0.020776 | 0.020776
[6 empty] | 1 | 1 | 12 | 5 | 0.00011416 |  |  | 13 | 3 | TS13 | 0.020776 | 0.020776
[6 empty] | 1 | 1 | 13 | 5 | 0.00011416 |  |  | 14 | 4 | TS14 | 0.020776 | 0.020776
[6 empty] | 1 | 1 | 14 | 6 | 0.00011416 |  |  | 15 | 5 | TS15 | 0.020776 | 0.020776
[6 empty] | 1 | 1 | 15 | 6 | 0.00011416 |  |  | 16 | 6 | TS16 | 0.020776 | 0.020776
[6 empty] | 1 | 1 | 16 | 7 | 0.00011416 |  |  | 17 | 7 | TS17 | 0.020776 | 0.020776
[6 empty] | 1 | 1 | 17 | 7 | 0.00011416 |  |  | 18 | 8 | TS18 | 0.020776 | 0.020776
[6 empty] | 1 | 1 | 18 | 8 | 0.00011416 |  |  | 19 | 9 | TS19 | 0.020776 | 0.020776
[6 empty] | 1 | 1 | 19 | 8 | 0.00011416 |  |  | 20 | 10 | TS20 | 0.020776 | 0.020776
[6 empty] | 1 | 1 | 20 | 9 | 0.00011416 |  |  | 21 | 1 | TS21 | 0.063014 | 0.063014 | 0.25205 | 0.33425
[6 empty] | 1 | 1 | 21 | 9 | 0.00011416 |  |  | 22 | 2 | TS22 | 0.021005 | 0.021005
[6 empty] | 1 | 1 | 22 | 10 | 0.00011416 |  |  | 23 | 3 | TS23 | 0.021005 | 0.021005
[6 empty] | 1 | 1 | 23 | 10 | 0.00011416 |  |  | 24 | 4 | TS24 | 0.021005 | 0.021005
[6 empty] | 2 | 1 | 0 | 1 | 0.00011416 |  |  | 25 | 5 | TS25 | 0.021005 | 0.021005
[6 empty] | 2 | 1 | 1 | 1 | 0.00011416 |  |  | 26 | 6 | TS26 | 0.021005 | 0.021005
[6 empty] | 2 | 1 | 2 | 1 | 0.00011416 |  |  | 27 | 7 | TS27 | 0.021005 | 0.021005
[6 empty] | 2 | 1 | 3 | 1 | 0.00011416 |  |  | 28 | 8 | TS28 | 0.021005 | 0.021005
[6 empty] | 2 | 1 | 4 | 1 | 0.00011416 |  |  | 29 | 9 | TS29 | 0.021005 | 0.021005
[6 empty] | 2 | 1 | 5 | 1 | 0.00011416 |  |  | 30 | 10 | TS30 | 0.021005 | 0.021005
[6 empty] | 2 | 1 | 6 | 2 | 0.00011416 |  |  | 31 | 1 | TS31 | 0.062329 | 0.062329 | 0.24932 | 0.25205
[6 empty] | 2 | 1 | 7 | 2 | 0.00011416 |  |  | 32 | 2 | TS32 | 0.020776 | 0.020776
[6 empty] | 2 | 1 | 8 | 3 | 0.00011416 |  |  | 33 | 3 | TS33 | 0.020776 | 0.020776
[6 empty] | 2 | 1 | 9 | 3 | 0.00011416 |  |  | 34 | 4 | TS34 | 0.020776 | 0.020776
[6 empty] | 2 | 1 | 10 | 4 | 0.00011416 |  |  | 35 | 5 | TS35 | 0.020776 | 0.020776
[6 empty] | 2 | 1 | 11 | 4 | 0.00011416 |  |  | 36 | 6 | TS36 | 0.020776 | 0.020776
[6 empty] | 2 | 1 | 12 | 5 | 0.00011416 |  |  | 37 | 7 | TS37 | 0.020776 | 0.020776
[6 empty] | 2 | 1 | 13 | 5 | 0.00011416 |  |  | 38 | 8 | TS38 | 0.020776 | 0.020776
[6 empty] | 2 | 1 | 14 | 6 | 0.00011416 |  |  | 39 | 9 | TS39 | 0.020776 | 0.020776
[6 empty] | 2 | 1 | 15 | 6 | 0.00011416 |  |  | 40 | 10 | TS40 | 0.020776 | 0.020776
[6 empty] | 2 | 1 | 8: 16; 9: 7; 10: 0.00011416; 13: 41
[6 empty] | 2 | 1 | 8: 17; 9: 7; 10: 0.00011416; 13: 42
[6 empty] | 2 | 1 | 8: 18; 9: 8; 10: 0.00011416; 13: 43
[6 empty] | 2 | 1 | 8: 19; 9: 8; 10: 0.00011416; 13: 44
[6 empty] | 2 | 1 | 8: 20; 9: 9; 10: 0.00011416; 13: 45
[6 empty] | 2 | 1 | 8: 21; 9: 9; 10: 0.00011416; 13: 46
[6 empty] | 2 | 1 | 8: 22; 9: 10; 10: 0.00011416; 13: 47
[6 empty] | 2 | 1 | 8: 23; 9: 10; 10: 0.00011416; 13: 48
[6 empty] | 3 | 1 | 8: 0; 9: 1; 10: 0.00011416; 13: 49
[6 empty] | 3 | 1 | 8: 1; 9: 1; 10: 0.00011416; 13: 50
[6 empty] | 3 | 1 | 8: 2; 9: 1; 10: 0.00011416; 13: 51
[6 empty] | 3 | 1 | 8: 3; 9: 1; 10: 0.00011416; 13: 52
[6 empty] | 3 | 1 | 8: 4; 9: 1; 10: 0.00011416; 13: 53
[6 empty] | 3 | 1 | 8: 5; 9: 1; 10: 0.00011416; 13: 54
[6 empty] | 3 | 1 | 8: 6; 9: 2; 10: 0.00011416; 13: 55
[6 empty] | 3 | 1 | 8: 7; 9: 2; 10: 0.00011416; 13: 56
[6 empty] | 3 | 1 | 8: 8; 9: 3; 10: 0.00011416; 13: 57
[6 empty] | 3 | 1 | 8: 9; 9: 3; 10: 0.00011416; 13: 58
[6 empty] | 3 | 1 | 8: 10; 9: 4; 10: 0.00011416; 13: 59
[6 empty] | 3 | 1 | 8: 11; 9: 4; 10: 0.00011416; 13: 60
[6 empty] | 3 | 1 | 8: 12; 9: 5; 10: 0.00011416; 13: 61
[6 empty] | 3 | 1 | 8: 13; 9: 5; 10: 0.00011416; 13: 62
[6 empty] | 3 | 1 | 8: 14; 9: 6; 10: 0.00011416; 13: 63
[6 empty] | 3 | 1 | 8: 15; 9: 6; 10: 0.00011416; 13: 64
[6 empty] | 3 | 1 | 8: 16; 9: 7; 10: 0.00011416; 13: 65
[6 empty] | 3 | 1 | 8: 17; 9: 7; 10: 0.00011416; 13: 66
[6 empty] | 3 | 1 | 8: 18; 9: 8; 10: 0.00011416; 13: 67
[6 empty] | 3 | 1 | 8: 19; 9: 8; 10: 0.00011416; 13: 68
[6 empty] | 3 | 1 | 8: 20; 9: 9; 10: 0.00011416
[6 empty] | 3 | 1 | 8: 21; 9: 9; 10: 0.00011416
[6 empty] | 3 | 1 | 8: 22; 9: 10; 10: 0.00011416
[6 empty] | 3 | 1 | 8: 23; 9: 10; 10: 0.00011416
[6 empty] | 4 | 1 | 8: 0; 9: 1; 10: 0.00011416
[6 empty] | 4 | 1 | 8: 1; 9: 1; 10: 0.00011416
[6 empty] | 4 | 1 | 8: 2; 9: 1; 10: 0.00011416
[6 empty] | 4 | 1 | 8: 3; 9: 1; 10: 0.00011416
[6 empty] | 4 | 1 | 8: 4; 9: 1; 10: 0.00011416
[6 empty] | 4 | 1 | 8: 5; 9: 1; 10: 0.00011416
[6 empty] | 4 | 1 | 8: 6; 9: 2; 10: 0.00011416
[6 empty] | 4 | 1 | 8: 7; 9: 2; 10: 0.00011416
[6 empty] | 4 | 1 | 8: 8; 9: 3; 10: 0.00011416
[6 empty] | 4 | 1 | 8: 9; 9: 3; 10: 0.00011416
[6 empty] | 4 | 1 | 8: 10; 9: 4; 10: 0.00011416
[6 empty] | 4 | 1 | 8: 11; 9: 4; 10: 0.00011416
[6 empty] | 4 | 1 | 8: 12; 9: 5; 10: 0.00011416
[6 empty] | 4 | 1 | 8: 13; 9: 5; 10: 0.00011416
[6 empty] | 4 | 1 | 8: 14; 9: 6; 10: 0.00011416
[6 empty] | 4 | 1 | 8: 15; 9: 6; 10: 0.00011416
[6 empty] | 4 | 1 | 8: 16; 9: 7; 10: 0.00011416
[6 empty] | 4 | 1 | 8: 17; 9: 7; 10: 0.00011416
[6 empty] | 4 | 1 | 8: 18; 9: 8; 10: 0.00011416
[6 empty] | 4 | 1 | 8: 19; 9: 8; 10: 0.00011416
[6 empty] | 4 | 1 | 8: 20; 9: 9; 10: 0.00011416
[6 empty] | 4 | 1 | 8: 21; 9: 9; 10: 0.00011416
[6 empty] | 4 | 1 | 8: 22; 9: 10; 10: 0.00011416
[6 empty] | 4 | 1 | 8: 23; 9: 10; 10: 0.00011416
[6 empty] | 5 | 1 | 8: 0; 9: 1; 10: 0.00011416
[6 empty] | 5 | 1 | 8: 1; 9: 1; 10: 0.00011416
[6 empty] | 5 | 1 | 8: 2; 9: 1; 10: 0.00011416
[6 empty] | 5 | 1 | 8: 3; 9: 1; 10: 0.00011416
[6 empty] | 5 | 1 | 8: 4; 9: 1; 10: 0.00011416
[6 empty] | 5 | 1 | 8: 5; 9: 1; 10: 0.00011416
[6 empty] | 5 | 1 | 8: 6; 9: 2; 10: 0.00011416
[6 empty] | 5 | 1 | 8: 7; 9: 2; 10: 0.00011416
[6 empty] | 5 | 1 | 8: 8; 9: 3; 10: 0.00011416
[6 empty] | 5 | 1 | 8: 9; 9: 3; 10: 0.00011416
[6 empty] | 5 | 1 | 8: 10; 9: 4; 10: 0.00011416
[6 empty] | 5 | 1 | 8: 11; 9: 4; 10: 0.00011416
[6 empty] | 5 | 1 | 8: 12; 9: 5; 10: 0.00011416
[6 empty] | 5 | 1 | 8: 13; 9: 5; 10: 0.00011416
[6 empty] | 5 | 1 | 8: 14; 9: 6; 10: 0.00011416
[6 empty] | 5 | 1 | 8: 15; 9: 6; 10: 0.00011416
[6 empty] | 5 | 1 | 8: 16; 9: 7; 10: 0.00011416
[6 empty] | 5 | 1 | 8: 17; 9: 7; 10: 0.00011416
[6 empty] | 5 | 1 | 8: 18; 9: 7; 10: 0.00011416
[6 empty] | 5 | 1 | 8: 19; 9: 8; 10: 0.00011416
[6 empty] | 5 | 1 | 8: 20; 9: 9; 10: 0.00011416
[6 empty] | 5 | 1 | 8: 21; 9: 9; 10: 0.00011416
[6 empty] | 5 | 1 | 8: 22; 9: 10; 10: 0.00011416
[6 empty] | 5 | 1 | 8: 23; 9: 10; 10: 0.00011416
[6 empty] | 6 | 1 | 8: 0; 10: 0.00011416
[6 empty] | 6 | 1 | 8: 1; 10: 0.00011416
[6 empty] | 6 | 1 | 8: 2; 10: 0.00011416
[6 empty] | 6 | 1 | 8: 3; 10: 0.00011416
[6 empty] | 6 | 1 | 8: 4; 10: 0.00011416
[6 empty] | 6 | 1 | 8: 5; 10: 0.00011416
[6 empty] | 6 | 1 | 8: 6; 10: 0.00011416
[6 empty] | 6 | 1 | 8: 7; 10: 0.00011416
[6 empty] | 6 | 1 | 8: 8; 10: 0.00011416
[6 empty] | 6 | 1 | 8: 9; 10: 0.00011416
[6 empty] | 6 | 1 | 8: 10; 10: 0.00011416
[6 empty] | 6 | 1 | 8: 11; 10: 0.00011416
[6 empty] | 6 | 1 | 8: 12; 10: 0.00011416
[6 empty] | 6 | 1 | 8: 13; 10: 0.00011416
[6 empty] | 6 | 1 | 8: 14; 10: 0.00011416
[6 empty] | 6 | 1 | 8: 15; 10: 0.00011416
[6 empty] | 6 | 1 | 8: 16; 10: 0.00011416
[6 empty] | 6 | 1 | 8: 17; 10: 0.00011416
[6 empty] | 6 | 1 | 8: 18; 10: 0.00011416
[6 empty] | 6 | 1 | 8: 19; 10: 0.00011416
[6 empty] | 6 | 1 | 8: 20; 10: 0.00011416
[6 empty] | 6 | 1 | 8: 21; 10: 0.00011416
[6 empty] | 6 | 1 | 8: 22; 10: 0.00011416
[6 empty] | 6 | 1 | 8: 23; 10: 0.00011416
[6 empty] | 7 | 1 | 8: 0; 10: 0.00011416
[6 empty] | 7 | 1 | 8: 1; 10: 0.00011416
[6 empty] | 7 | 1 | 8: 2; 10: 0.00011416
[6 empty] | 7 | 1 | 8: 3; 10: 0.00011416
[6 empty] | 7 | 1 | 8: 4; 10: 0.00011416
[6 empty] | 7 | 1 | 8: 5; 10: 0.00011416
[6 empty] | 7 | 1 | 8: 6; 10: 0.00011416
[6 empty] | 7 | 1 | 8: 7; 10: 0.00011416
[6 empty] | 7 | 1 | 8: 8; 10: 0.00011416
[6 empty] | 7 | 1 | 8: 9; 10: 0.00011416
[6 empty] | 7 | 1 | 8: 10; 10: 0.00011416
[6 empty] | 7 | 1 | 8: 11; 10: 0.00011416
[6 empty] | 7 | 1 | 8: 12; 10: 0.00011416
[6 empty] | 7 | 1 | 8: 13; 10: 0.00011416
[6 empty] | 7 | 1 | 8: 14; 10: 0.00011416
[6 empty] | 7 | 1 | 8: 15; 10: 0.00011416
[6 empty] | 7 | 1 | 8: 16; 10: 0.00011416
[6 empty] | 7 | 1 | 8: 17; 10: 0.00011416
[6 empty] | 7 | 1 | 8: 18; 10: 0.00011416
[6 empty] | 7 | 1 | 8: 19; 10: 0.00011416
[6 empty] | 7 | 1 | 8: 20; 10: 0.00011416
[6 empty] | 7 | 1 | 8: 21; 10: 0.00011416
[6 empty] | 7 | 1 | 8: 22; 10: 0.00011416
[6 empty] | 7 | 1 | 8: 23; 10: 0.00011416
[6 empty] | 8 | 1 | 8: 0; 10: 0.00011416
[6 empty] | 8 | 1 | 8: 1; 10: 0.00011416
[6 empty] | 8 | 1 | 8: 2; 10: 0.00011416
[6 empty] | 8 | 1 | 8: 3; 10: 0.00011416
[6 empty] | 8 | 1 | 8: 4; 10: 0.00011416
[6 empty] | 8 | 1 | 8: 5; 10: 0.00011416
[6 empty] | 8 | 1 | 8: 6; 10: 0.00011416
[6 empty] | 8 | 1 | 8: 7; 10: 0.00011416
[6 empty] | 8 | 1 | 8: 8; 10: 0.00011416
[6 empty] | 8 | 1 | 8: 9; 10: 0.00011416
[6 empty] | 8 | 1 | 8: 10; 10: 0.00011416
[6 empty] | 8 | 1 | 8: 11; 10: 0.00011416
[6 empty] | 8 | 1 | 8: 12; 10: 0.00011416
[6 empty] | 8 | 1 | 8: 13; 10: 0.00011416
[6 empty] | 8 | 1 | 8: 14; 10: 0.00011416
[6 empty] | 8 | 1 | 8: 15; 10: 0.00011416
[6 empty] | 8 | 1 | 8: 16; 10: 0.00011416
[6 empty] | 8 | 1 | 8: 17; 10: 0.00011416
[6 empty] | 8 | 1 | 8: 18; 10: 0.00011416
[6 empty] | 8 | 1 | 8: 19; 10: 0.00011416
[6 empty] | 8 | 1 | 8: 20; 10: 0.00011416
[6 empty] | 8 | 1 | 8: 21; 10: 0.00011416
[6 empty] | 8 | 1 | 8: 22; 10: 0.00011416
[6 empty] | 8 | 1 | 8: 23; 10: 0.00011416
[6 empty] | 9 | 1 | 8: 0; 10: 0.00011416
[6 empty] | 9 | 1 | 8: 1; 10: 0.00011416
[6 empty] | 9 | 1 | 8: 2; 10: 0.00011416
[6 empty] | 9 | 1 | 8: 3; 10: 0.00011416
[6 empty] | 9 | 1 | 8: 4; 10: 0.00011416
[6 empty] | 9 | 1 | 8: 5; 10: 0.00011416
[6 empty] | 9 | 1 | 8: 6; 10: 0.00011416
[6 empty] | 9 | 1 | 8: 7; 10: 0.00011416
[6 empty] | 9 | 1 | 8: 8; 10: 0.00011416
[6 empty] | 9 | 1 | 8: 9; 10: 0.00011416
[6 empty] | 9 | 1 | 8: 10; 10: 0.00011416
[6 empty] | 9 | 1 | 8: 11; 10: 0.00011416
[6 empty] | 9 | 1 | 8: 12; 10: 0.00011416
[6 empty] | 9 | 1 | 8: 13; 10: 0.00011416
[6 empty] | 9 | 1 | 8: 14; 10: 0.00011416
[6 empty] | 9 | 1 | 8: 15; 10: 0.00011416
[6 empty] | 9 | 1 | 8: 16; 10: 0.00011416
[6 empty] | 9 | 1 | 8: 17; 10: 0.00011416
[6 empty] | 9 | 1 | 8: 18; 10: 0.00011416
[6 empty] | 9 | 1 | 8: 19; 10: 0.00011416
[6 empty] | 9 | 1 | 8: 20; 10: 0.00011416
[6 empty] | 9 | 1 | 8: 21; 10: 0.00011416
[6 empty] | 9 | 1 | 8: 22; 10: 0.00011416
[6 empty] | 9 | 1 | 8: 23; 10: 0.00011416
[6 empty] | 10 | 1 | 8: 0; 10: 0.00011416
[6 empty] | 10 | 1 | 8: 1; 10: 0.00011416
[6 empty] | 10 | 1 | 8: 2; 10: 0.00011416
[6 empty] | 10 | 1 | 8: 3; 10: 0.00011416
[6 empty] | 10 | 1 | 8: 4; 10: 0.00011416
[6 empty] | 10 | 1 | 8: 5; 10: 0.00011416
[6 empty] | 10 | 1 | 8: 6; 10: 0.00011416
[6 empty] | 10 | 1 | 8: 7; 10: 0.00011416
[6 empty] | 10 | 1 | 8: 8; 10: 0.00011416
[6 empty] | 10 | 1 | 8: 9; 10: 0.00011416
[6 empty] | 10 | 1 | 8: 10; 10: 0.00011416
[6 empty] | 10 | 1 | 8: 11; 10: 0.00011416
[6 empty] | 10 | 1 | 8: 12; 10: 0.00011416
[6 empty] | 10 | 1 | 8: 13; 10: 0.00011416
[6 empty] | 10 | 1 | 8: 14; 10: 0.00011416
[6 empty] | 10 | 1 | 8: 15; 10: 0.00011416
[6 empty] | 10 | 1 | 8: 16; 10: 0.00011416
[6 empty] | 10 | 1 | 8: 17; 10: 0.00011416
[6 empty] | 10 | 1 | 8: 18; 10: 0.00011416
[6 empty] | 10 | 1 | 8: 19; 10: 0.00011416
[6 empty] | 10 | 1 | 8: 20; 10: 0.00011416
[6 empty] | 10 | 1 | 8: 21; 10: 0.00011416
[6 empty] | 10 | 1 | 8: 22; 10: 0.00011416
[6 empty] | 10 | 1 | 8: 23; 10: 0.00011416
[6 empty] | 11 | 1 | 8: 0; 10: 0.00011416
[6 empty] | 11 | 1 | 8: 1; 10: 0.00011416
[6 empty] | 11 | 1 | 8: 2; 10: 0.00011416
[6 empty] | 11 | 1 | 8: 3; 10: 0.00011416
[6 empty] | 11 | 1 | 8: 4; 10: 0.00011416
[6 empty] | 11 | 1 | 8: 5; 10: 0.00011416
[6 empty] | 11 | 1 | 8: 6; 10: 0.00011416
[6 empty] | 11 | 1 | 8: 7; 10: 0.00011416
[6 empty] | 11 | 1 | 8: 8; 10: 0.00011416
[6 empty] | 11 | 1 | 8: 9; 10: 0.00011416
[6 empty] | 11 | 1 | 8: 10; 10: 0.00011416
[6 empty] | 11 | 1 | 8: 11; 10: 0.00011416
[6 empty] | 11 | 1 | 8: 12; 10: 0.00011416
[6 empty] | 11 | 1 | 8: 13; 10: 0.00011416
[6 empty] | 11 | 1 | 8: 14; 10: 0.00011416
[6 empty] | 11 | 1 | 8: 15; 10: 0.00011416
[6 empty] | 11 | 1 | 8: 16; 10: 0.00011416
[6 empty] | 11 | 1 | 8: 17; 10: 0.00011416
[6 empty] | 11 | 1 | 8: 18; 10: 0.00011416
[6 empty] | 11 | 1 | 8: 19; 10: 0.00011416
[6 empty] | 11 | 1 | 8: 20; 10: 0.00011416
[6 empty] | 11 | 1 | 8: 21; 10: 0.00011416
[6 empty] | 11 | 1 | 8: 22; 10: 0.00011416
[6 empty] | 11 | 1 | 8: 23; 10: 0.00011416
[6 empty] | 12 | 1 | 8: 0; 10: 0.00011416
[6 empty] | 12 | 1 | 8: 1; 10: 0.00011416
[6 empty] | 12 | 1 | 8: 2; 10: 0.00011416
[6 empty] | 12 | 1 | 8: 3; 10: 0.00011416
[6 empty] | 12 | 1 | 8: 4; 10: 0.00011416
[6 empty] | 12 | 1 | 8: 5; 10: 0.00011416
[6 empty] | 12 | 1 | 8: 6; 10: 0.00011416
[6 empty] | 12 | 1 | 8: 7; 10: 0.00011416
[6 empty] | 12 | 1 | 8: 8; 10: 0.00011416
[6 empty] | 12 | 1 | 8: 9; 10: 0.00011416
[6 empty] | 12 | 1 | 8: 10; 10: 0.00011416
[6 empty] | 12 | 1 | 8: 11; 10: 0.00011416
[6 empty] | 12 | 1 | 8: 12; 10: 0.00011416
[6 empty] | 12 | 1 | 8: 13; 10: 0.00011416
[6 empty] | 12 | 1 | 8: 14; 10: 0.00011416
[6 empty] | 12 | 1 | 8: 15; 10: 0.00011416
[6 empty] | 12 | 1 | 8: 16; 10: 0.00011416
[6 empty] | 12 | 1 | 8: 17; 10: 0.00011416
[6 empty] | 12 | 1 | 8: 18; 10: 0.00011416
[6 empty] | 12 | 1 | 8: 19; 10: 0.00011416
[6 empty] | 12 | 1 | 8: 20; 10: 0.00011416
[6 empty] | 12 | 1 | 8: 21; 10: 0.00011416
[6 empty] | 12 | 1 | 8: 22; 10: 0.00011416
[6 empty] | 12 | 1 | 8: 23; 10: 0.00011416

## YEAR
YEAR
| Start year | 2020
| Number of years | 31
Years (timesteps)
| Year Index | Year | Years Active
| 1 | 2015 | 1
| 2 | 2016 | 1
| 3 | 2017 | 1
| 4 | 2018 | 1
| 5 | 2019 | 1
| 6 | 2020 | 1
| 7 | 2021 | 1
| 8 | 2022 | 1
| 9 | 2023 | 1
| 10 | 2024 | 1
| 11 | 2025 | 1
| 12 | 2026 | 1
| 13 | 2027 | 1
| 14 | 2028 | 1
| 15 | 2029 | 1
| 16 | 2030 | 1
| 17 | 2031 | 1
| 18 | 2032 | 1
| 19 | 2033 | 1
| 20 | 2034 | 1
| 21 | 2035 | 1
| 22 | 2036 | 1
| 23 | 2037 | 1
| 24 | 2038 | 1
| 25 | 2039 | 1
| 26 | 2040 | 1
| 27 | 2041 | 1
| 28 | 2042 | 1
| 29 | 2043 | 1
| 30 | 2044 | 1
| 31 | 2045 | 1
| 32 | 2046 | 1
| 33 | 2047 | 1
| 34 | 2048 | 1
| 35 | 2049 | 1
| 36 | 2050 | 1
37

## Demand comparison
| Choose Scenario-> | adb
| Last Updated: 2/5/2021 - 3:52:47 PM | [5 empty] | 0.76889
| Demand~adb |  | GWh
| Country |  | 2015 | 2017 | 2018 | 2019 | 2020 | 2021 | 2022 | 2023 | 2024 | 2025 | 2026 | 2027 | 2028 | 2029 | 2030 | 2031 | 2032 | 2033 | 2034 | 2035 | 2036 | 2037 | 2038 | 2039 | 2040 | source
#VALUE! | DRC | Industry | #VALUE! | #VALUE! | #VALUE! | #VALUE! | #VALUE! | #VALUE! | #VALUE! | #VALUE! | #VALUE! | #VALUE! | #VALUE! | #VALUE! | #VALUE! | #VALUE! | #VALUE! | #VALUE! | #VALUE! | #VALUE! | #VALUE! | #VALUE! | #VALUE! | #VALUE! | #VALUE! | #VALUE! | #VALUE! | OnSSET
#VALUE! | DRC | Commerce | #VALUE! | #VALUE! | #VALUE! | #VALUE! | #VALUE! | #VALUE! | #VALUE! | #VALUE! | #VALUE! | #VALUE! | #VALUE! | #VALUE! | #VALUE! | #VALUE! | #VALUE! | #VALUE! | #VALUE! | #VALUE! | #VALUE! | #VALUE! | #VALUE! | #VALUE! | #VALUE! | #VALUE! | #VALUE! | OnSSET
#VALUE! | DRC | Urban | #VALUE! | #VALUE! | #VALUE! | #VALUE! | #VALUE! | #VALUE! | #VALUE! | #VALUE! | #VALUE! | #VALUE! | #VALUE! | #VALUE! | #VALUE! | #VALUE! | #VALUE! | #VALUE! | #VALUE! | #VALUE! | #VALUE! | #VALUE! | #VALUE! | #VALUE! | #VALUE! | #VALUE! | #VALUE! | OnSSET
#VALUE! | DRC | Rural | 0 | 0 | 0 | 0 | 0 | 0 | 0 | 0 | 0 | 0 | 0 | 0 | 0 | 0 | 0 | 0 | 0 | 0 | 0 | 0 | 0 | 0 | 0 | 0 | 0
| DRC | SentOut | 10499.0352 | 10877.3796 | 11066.5956 | 11255.8116 | #VALUE! | #VALUE! | #VALUE! | #VALUE! | #VALUE! | #VALUE! | #VALUE! | #VALUE! | #VALUE! | #VALUE! | #VALUE! | 19874.9508 | 21167.8392 | 22460.7276 | 23753.616 | 25046.5044 | 26339.3928 | 27632.2812 | 28925.1696 | 30218.1456 | 31511.034 | ACEC-Study
0.45538 | DRC | Industry | 3647.4888 | 3776.0856 | 3840.384 | 3904.6824 | 3969.0684 | 4336.2 | 4703.3316 | 5070.4632 | 5437.6824 | 5804.814 | 6171.9456 | 6539.1648 | 6906.2964 | 7273.428 | 7640.5596 | 8300.1 | 8959.6404 | 9619.0932 | 10278.6336 | 10938.174 | 11597.6268 | 12257.1672 | 12916.62 | 13576.1604 | 14235.7008
0.18489 | DRC | Commerce | 1480.9656 | 1751.6496 | 1886.904 | 2022.246 | 2157.588 | 2410.6644 | 2663.8284 | 2916.9048 | 3170.0688 | 3423.2328 | 3676.3092 | 3929.4732 | 4182.6372 | 4435.7136 | 4688.8776 | 5133.0096 | 5577.2292 | 6021.4488 | 6465.6684 | 6909.8004 | 7354.02 | 7798.2396 | 8242.3716 | 8686.5912 | 9130.8108
0.35767 | DRC | Urban | 2864.8704 | 3117.7716 | 3244.1784 | 3370.6728 | 3497.1672 | 3836.7924 | 4176.4176 | 4516.0428 | 4855.7556 | 5195.3808 | 5535.006 | 5874.6312 | 6214.344 | 6553.9692 | 6893.5944 | 7433.9112 | 7974.228 | 8514.5448 | 9054.8616 | 9595.1784 | 10135.4952 | 10675.812 | 11216.1288 | 11756.4456 | 12296.7624
0.0020561 | DRC | Rural | 16.4688 | 17.6076 | 18.2208 | 18.7464 | 19.3596 | 20.586 | 21.9 | 23.214 | 24.528 | 25.7544 | 27.0684 | 28.3824 | 29.6964 | 30.9228 | 32.2368 | 33.9012 | 35.478 | 37.1424 | 38.8068 | 40.3836 | 42.048 | 43.7124 | 45.2892 | 46.9536 | 48.5304
| DRC | SentOut | 10499.0352 | 10877.3796 | 11066.5956 | 11255.8116 | 11445.0276 | 12158.7048 | 12872.4696 | 13586.1468 | 14299.824 | 15013.5012 | 15727.266 | 16440.9432 | 17154.6204 | 17868.2976 | 18581.9748 | 19874.9508 | 21167.8392 | 22460.7276 | 23753.616 | 25046.5044 | 26339.3928 | 27632.2812 | 28925.1696 | 30218.1456 | 31511.034 | ACEC-Study
|  | Total GWh IRENA | #VALUE! | #VALUE! | #VALUE! | #VALUE! | #VALUE! | #VALUE! | #VALUE! | #VALUE! | #VALUE! | #VALUE! | #VALUE! | #VALUE! | #VALUE! | #VALUE! | #VALUE! | #VALUE! | #VALUE! | #VALUE! | #VALUE! | #VALUE! | #VALUE! | #VALUE! | #VALUE! | #VALUE! | #VALUE! | 0 | 0 | 0 | 0 | 0 | 0 | 0 | 0 | 0 | 0 | 0
|  | GWh in TEMBA | 7266.0056 | 8732.863 | 10464.7232 | 12196.5834 | 13928.4437 | 14996.6135 | 16144.8499 | 17379.4362 | 18707.1023 | 20135.0919 | 21663.807 | 23308.4083 | 25078.0838 | 26982.7879 | 29033.1773 | 31720.4269 | 34623.7516 | 37762.8418 | 41158.6557 | 43289.2765 | 46901.7798 | 50817.3559 | 55061.2401 | 59660.6687 | 64645.19 | 68964.1718 | 73572.3151 | 78488.8107 | 83734.1133 | 89330.078 | 95296.7698 | 101662.3126 | 108453.3467 | 115698.3191 | 123427.5877 | 128661.0435 | 134116.7525 | 139804.333 | 145733.8558 | 151915.7786 | 158360.8354 | 165080.152 | 172085.3849 | 179388.6274 | 187002.4714 | 192947.0795 | 199080.9958 | 205409.899 | 211939.5668 | 218675.98 | 225625.4691 | 232794.5269 | 240189.6267 | 247817.3774 | 255684.644
|  | PJ IRENA | #VALUE! | #VALUE! | #VALUE! | #VALUE! | #VALUE! | #VALUE! | #VALUE! | #VALUE! | #VALUE! | #VALUE! | #VALUE! | #VALUE! | #VALUE! | #VALUE! | #VALUE! | #VALUE! | #VALUE! | #VALUE! | #VALUE! | #VALUE! | #VALUE! | #VALUE! | #VALUE! | #VALUE! | #VALUE!
|  | PJ TEMBA | 26.1576 | 31.4383 | 37.673 | 43.9077 | 50.1424 | 53.9878 | 58.1215 | 62.566 | 67.3456 | 72.4863 | 77.9897 | 83.9103 | 90.2811 | 97.138 | 104.5194 | 114.1935 | 124.6455 | 135.9462 | 148.1712 | 155.8414 | 168.8464 | 182.9425 | 198.2205 | 214.7784 | 232.7227
|  | GW | #VALUE! | #VALUE! | #VALUE! | #VALUE! | #VALUE! | #VALUE! | #VALUE! | #VALUE! | #VALUE! | #VALUE! | #VALUE! | #VALUE! | #VALUE! | #VALUE! | #VALUE! | #VALUE! | #VALUE! | #VALUE! | #VALUE! | #VALUE! | #VALUE! | #VALUE! | #VALUE! | #VALUE! | #VALUE!
|  |  | 1.6589 | 1.9938 | 2.3892 | 2.7846 | 3.18 | 3.4239 | 3.686 | 3.9679 | 4.271 | 4.5971 | 4.9461 | 5.3216 | 5.7256 | 6.1605 | 6.6286 | 7.2421 | 7.905 | 8.6217 | 9.397 | 9.8834 | 10.7082 | 11.6021 | 12.5711 | 13.6212 | 14.7592
7266 GWh in 2015 matches the World Bank Report "Increasing access to electricity in the Democratic Republic of Congo Opportunities and challenges), same report says electricity consumption increased to this from 4533 in 2000
This is a growth rate of 3%
Average growth in GDP/capita 1.5%
World Bank Report "Increasing access to electricity in the Democratic Republic of Congo Opportunities and challenges
|  |  | Industry 55%, Res 35%, commerce 10% |  |  |  | Source IEA in WB report
|  |  | Industry and residential consumption growing rapidly, but commercial declining | [6 empty] | Source IEA in WB report
Formal mining is mainly located in the provinces of Kasai Central and Kasai Oriental, in the Haut-Katanga and Lualaba, but also in the North-Eastern regions of Haut-Uele and Ituri (Map 2).
Industries such as food processing, textiles, metallurgy and the light chemical industry located around large cities such as Kinshasa, consumes only a small amount of electricity. As does industry linked to raw material deposits, such as limestone for cement works.
Average annual demand per capita in Kinshasa is estimated at around 380 kWh, compared
with around 330 kWh in Southern cities and 290 kWh in Eastern cities.
The total current demand from mines is estimated at around 7,000 GWh in 2018 and is projected to grow to around 11,000 GWh by 2030, or a CAGR of 4%
Power injected into the network is currently limited to about 500 MW, whereas peak demand is estimated at 1000 MW9. To cope with this deficit, SNEL10 conducts a daily load shedding program and triggers overloaded equipment (Figure 3).
In addition, 60% of firms own a generator, due to unreliable electricity, compared with an average of 43% in the rest of sub-Saharan Africa. Most firms, as well as high to medium income residential consumers, have to invest in expensive back-up generators, usually fueled with diesel or gasoline, which adds significant costs to businesses.
In addition to the power plants operated by SNEL, around 150 MW of hydroelectric and thermal power plants are operated by private operators, such as Virunga in Matebe, Hydroforce in Mbuji-Mayi, EDC in Tshikapa, SINELAC in Bukavu, or Randgold in Kibali.
Demand was estimated at 10,000 GWh in 2017 and is expected to grow to 28,000 GWh by 2030. The mining sector accounts for a large share of this demand, which is expected to reach 11,000 GWh by 2030.
for start for each region,
split commerce according to urban population in each centre
split industry between south and east 50/50
Res split according to urban population |  |  | GWh 2017: see world bank comments above
Can I assume all gas and diesel gensets, ie thermal power plants owned by private operators? OR should I ignore these grids for now?

## Demand
Demand | SpecifiedAnnualDemand Inputs into Model |  |  | {r in REGION, f in FUEL, y in YEAR} |  |  |  | PJ
| Region | Sector | Demand in model | 2020 | 2021 | 2022 | 2023 | 2024 | 2025 | 2026 | 2027 | 2028 | 2029 | 2030 | 2031 | 2032 | 2033 | 2034 | 2035 | 2036 | 2037 | 2038 | 2039 | 2040 | 2041 | 2042 | 2043 | 2044 | 2045 | 2046 | 2047 | 2048 | 2049 | 2050
| D2 | Household | D2RES | #VALUE! | #VALUE! | #VALUE! | #VALUE! | #VALUE! | #VALUE! | #VALUE! | #VALUE! | #VALUE! | #VALUE! | #VALUE! | #VALUE! | #VALUE! | #VALUE! | #VALUE! | #VALUE! | #VALUE! | #VALUE! | #VALUE! | #VALUE! | #VALUE! | #VALUE! | #VALUE! | #VALUE! | #VALUE! | #VALUE! | #VALUE! | #VALUE! | #VALUE! | #VALUE! | #VALUE!
| D2 | Industry | D2IND | #VALUE! | #VALUE! | #VALUE! | #VALUE! | #VALUE! | #VALUE! | #VALUE! | #VALUE! | #VALUE! | #VALUE! | #VALUE! | #VALUE! | #VALUE! | #VALUE! | #VALUE! | #VALUE! | #VALUE! | #VALUE! | #VALUE! | #VALUE! | #VALUE! | #VALUE! | #VALUE! | #VALUE! | #VALUE! | #VALUE! | #VALUE! | #VALUE! | #VALUE! | #VALUE! | #VALUE!
| D2 | Other | D2OTH | #VALUE! | #VALUE! | #VALUE! | #VALUE! | #VALUE! | #VALUE! | #VALUE! | #VALUE! | #VALUE! | #VALUE! | #VALUE! | #VALUE! | #VALUE! | #VALUE! | #VALUE! | #VALUE! | #VALUE! | #VALUE! | #VALUE! | #VALUE! | #VALUE! | #VALUE! | #VALUE! | #VALUE! | #VALUE! | #VALUE! | #VALUE! | #VALUE! | #VALUE! | #VALUE! | #VALUE!

## EmissionActivityRatio
TECHNOLOGY | EMISSION | MODEOFOPERATION | 2015 | 2016 | 2017 | 2018 | 2019 | 2020 | 2021 | 2022 | 2023 | 2024 | 2025 | 2026 | 2027 | 2028 | 2029 | 2030 | 2031 | 2032 | 2033 | 2034 | 2035 | 2036 | 2037 | 2038 | 2039 | 2040 | 2041 | 2042 | 2043 | 2044 | 2045 | 2046 | 2047 | 2048 | 2049 | 2050 | 2051 | 2052 | 2053 | 2054 | 2055 | 2056 | 2057 | 2058 | 2059 | 2060 | 2061 | 2062 | 2063 | 2064 | 2065 | 2066 | 2067 | 2068 | 2069 | 2070
In default at the moment

## Emissions
EMISSION | EmissionsPenalty
CO2 | 0
N02 | 0

## Demand profile
| Wating for real input from Gregory |  |  |  | PUT IN FAKE VALUES
Repeats | Region | Demand Sector | Demand TS name
1 | DR | D2RES |  | [DRC,D2RES,*,*] : | 2020 | 2021 | 2022 | 2023 | 2024 | 2025 | 2026 | 2027 | 2028 | 2029 | 2030 | 2031 | 2032 | 2033 | 2034 | 2035 | 2036 | 2037 | 2038 | 2039 | 2040 | 2041 | 2042 | 2043 | 2044 | 2045 | 2046 | 2047 | 2048 | 2049 | 2050 :=
1 | DR | D2RES | TS01 | TS01 | 0.02356 | 0.02356 | 0.02356 | 0.02356 | 0.02356 | 0.02356 | 0.02356 | 0.02356 | 0.02356 | 0.02356 | 0.02356 | 0.02356 | 0.02356 | 0.02356 | 0.02356 | 0.02356 | 0.02356 | 0.02356 | 0.02356 | 0.02356 | 0.02356 | 0.02356 | 0.02356 | 0.02356 | 0.02356 | 0.02356 | 0.02356 | 0.02356 | 0.02356 | 0.02356 | 0.02356
1 | DR | D2RES | TS02 | TS02 | 0.01027 | 0.01027 | 0.01027 | 0.01027 | 0.01027 | 0.01027 | 0.01027 | 0.01027 | 0.01027 | 0.01027 | 0.01027 | 0.01027 | 0.01027 | 0.01027 | 0.01027 | 0.01027 | 0.01027 | 0.01027 | 0.01027 | 0.01027 | 0.01027 | 0.01027 | 0.01027 | 0.01027 | 0.01027 | 0.01027 | 0.01027 | 0.01027 | 0.01027 | 0.01027 | 0.01027
1 | DR | D2RES | TS03 | TS03 | 0.01426 | 0.01426 | 0.01426 | 0.01426 | 0.01426 | 0.01426 | 0.01426 | 0.01426 | 0.01426 | 0.01426 | 0.01426 | 0.01426 | 0.01426 | 0.01426 | 0.01426 | 0.01426 | 0.01426 | 0.01426 | 0.01426 | 0.01426 | 0.01426 | 0.01426 | 0.01426 | 0.01426 | 0.01426 | 0.01426 | 0.01426 | 0.01426 | 0.01426 | 0.01426 | 0.01426
1 | DR | D2RES | TS04 | TS04 | 0.01657 | 0.01657 | 0.01657 | 0.01657 | 0.01657 | 0.01657 | 0.01657 | 0.01657 | 0.01657 | 0.01657 | 0.01657 | 0.01657 | 0.01657 | 0.01657 | 0.01657 | 0.01657 | 0.01657 | 0.01657 | 0.01657 | 0.01657 | 0.01657 | 0.01657 | 0.01657 | 0.01657 | 0.01657 | 0.01657 | 0.01657 | 0.01657 | 0.01657 | 0.01657 | 0.01657
1 | DR | D2RES | TS05 | TS05 | 0.03616 | 0.03616 | 0.03616 | 0.03616 | 0.03616 | 0.03616 | 0.03616 | 0.03616 | 0.03616 | 0.03616 | 0.03616 | 0.03616 | 0.03616 | 0.03616 | 0.03616 | 0.03616 | 0.03616 | 0.03616 | 0.03616 | 0.03616 | 0.03616 | 0.03616 | 0.03616 | 0.03616 | 0.03616 | 0.03616 | 0.03616 | 0.03616 | 0.03616 | 0.03616 | 0.03616
1 | DR | D2RES | TS06 | TS06 | 0.02502 | 0.02502 | 0.02502 | 0.02502 | 0.02502 | 0.02502 | 0.02502 | 0.02502 | 0.02502 | 0.02502 | 0.02502 | 0.02502 | 0.02502 | 0.02502 | 0.02502 | 0.02502 | 0.02502 | 0.02502 | 0.02502 | 0.02502 | 0.02502 | 0.02502 | 0.02502 | 0.02502 | 0.02502 | 0.02502 | 0.02502 | 0.02502 | 0.02502 | 0.02502 | 0.02502
1 | DR | D2RES | TS07 | TS07 | 0.02331 | 0.02331 | 0.02331 | 0.02331 | 0.02331 | 0.02331 | 0.02331 | 0.02331 | 0.02331 | 0.02331 | 0.02331 | 0.02331 | 0.02331 | 0.02331 | 0.02331 | 0.02331 | 0.02331 | 0.02331 | 0.02331 | 0.02331 | 0.02331 | 0.02331 | 0.02331 | 0.02331 | 0.02331 | 0.02331 | 0.02331 | 0.02331 | 0.02331 | 0.02331 | 0.02331
1 | DR | D2RES | TS08 | TS08 | 0.04461 | 0.04461 | 0.04461 | 0.04461 | 0.04461 | 0.04461 | 0.04461 | 0.04461 | 0.04461 | 0.04461 | 0.04461 | 0.04461 | 0.04461 | 0.04461 | 0.04461 | 0.04461 | 0.04461 | 0.04461 | 0.04461 | 0.04461 | 0.04461 | 0.04461 | 0.04461 | 0.04461 | 0.04461 | 0.04461 | 0.04461 | 0.04461 | 0.04461 | 0.04461 | 0.04461
1 | DR | D2RES | TS09 | TS09 | 0.04303 | 0.04303 | 0.04303 | 0.04303 | 0.04303 | 0.04303 | 0.04303 | 0.04303 | 0.04303 | 0.04303 | 0.04303 | 0.04303 | 0.04303 | 0.04303 | 0.04303 | 0.04303 | 0.04303 | 0.04303 | 0.04303 | 0.04303 | 0.04303 | 0.04303 | 0.04303 | 0.04303 | 0.04303 | 0.04303 | 0.04303 | 0.04303 | 0.04303 | 0.04303 | 0.04303
1 | DR | D2RES | TS10 | TS10 | 0.0157 | 0.0157 | 0.0157 | 0.0157 | 0.0157 | 0.0157 | 0.0157 | 0.0157 | 0.0157 | 0.0157 | 0.0157 | 0.0157 | 0.0157 | 0.0157 | 0.0157 | 0.0157 | 0.0157 | 0.0157 | 0.0157 | 0.0157 | 0.0157 | 0.0157 | 0.0157 | 0.0157 | 0.0157 | 0.0157 | 0.0157 | 0.0157 | 0.0157 | 0.0157 | 0.0157
1 | DR | D2RES | TS11 | TS11 | 0.02328 | 0.02328 | 0.02328 | 0.02328 | 0.02328 | 0.02328 | 0.02328 | 0.02328 | 0.02328 | 0.02328 | 0.02328 | 0.02328 | 0.02328 | 0.02328 | 0.02328 | 0.02328 | 0.02328 | 0.02328 | 0.02328 | 0.02328 | 0.02328 | 0.02328 | 0.02328 | 0.02328 | 0.02328 | 0.02328 | 0.02328 | 0.02328 | 0.02328 | 0.02328 | 0.02328
1 | DR | D2RES | TS12 | TS12 | 0.01024 | 0.01024 | 0.01024 | 0.01024 | 0.01024 | 0.01024 | 0.01024 | 0.01024 | 0.01024 | 0.01024 | 0.01024 | 0.01024 | 0.01024 | 0.01024 | 0.01024 | 0.01024 | 0.01024 | 0.01024 | 0.01024 | 0.01024 | 0.01024 | 0.01024 | 0.01024 | 0.01024 | 0.01024 | 0.01024 | 0.01024 | 0.01024 | 0.01024 | 0.01024 | 0.01024
1 | DR | D2RES | TS13 | TS13 | 0.01407 | 0.01407 | 0.01407 | 0.01407 | 0.01407 | 0.01407 | 0.01407 | 0.01407 | 0.01407 | 0.01407 | 0.01407 | 0.01407 | 0.01407 | 0.01407 | 0.01407 | 0.01407 | 0.01407 | 0.01407 | 0.01407 | 0.01407 | 0.01407 | 0.01407 | 0.01407 | 0.01407 | 0.01407 | 0.01407 | 0.01407 | 0.01407 | 0.01407 | 0.01407 | 0.01407
1 | DR | D2RES | TS14 | TS14 | 0.0163 | 0.0163 | 0.0163 | 0.0163 | 0.0163 | 0.0163 | 0.0163 | 0.0163 | 0.0163 | 0.0163 | 0.0163 | 0.0163 | 0.0163 | 0.0163 | 0.0163 | 0.0163 | 0.0163 | 0.0163 | 0.0163 | 0.0163 | 0.0163 | 0.0163 | 0.0163 | 0.0163 | 0.0163 | 0.0163 | 0.0163 | 0.0163 | 0.0163 | 0.0163 | 0.0163
1 | DR | D2RES | TS15 | TS15 | 0.03561 | 0.03561 | 0.03561 | 0.03561 | 0.03561 | 0.03561 | 0.03561 | 0.03561 | 0.03561 | 0.03561 | 0.03561 | 0.03561 | 0.03561 | 0.03561 | 0.03561 | 0.03561 | 0.03561 | 0.03561 | 0.03561 | 0.03561 | 0.03561 | 0.03561 | 0.03561 | 0.03561 | 0.03561 | 0.03561 | 0.03561 | 0.03561 | 0.03561 | 0.03561 | 0.03561
1 | DR | D2RES | TS16 | TS16 | 0.02478 | 0.02478 | 0.02478 | 0.02478 | 0.02478 | 0.02478 | 0.02478 | 0.02478 | 0.02478 | 0.02478 | 0.02478 | 0.02478 | 0.02478 | 0.02478 | 0.02478 | 0.02478 | 0.02478 | 0.02478 | 0.02478 | 0.02478 | 0.02478 | 0.02478 | 0.02478 | 0.02478 | 0.02478 | 0.02478 | 0.02478 | 0.02478 | 0.02478 | 0.02478 | 0.02478
1 | DR | D2RES | TS17 | TS17 | 0.02297 | 0.02297 | 0.02297 | 0.02297 | 0.02297 | 0.02297 | 0.02297 | 0.02297 | 0.02297 | 0.02297 | 0.02297 | 0.02297 | 0.02297 | 0.02297 | 0.02297 | 0.02297 | 0.02297 | 0.02297 | 0.02297 | 0.02297 | 0.02297 | 0.02297 | 0.02297 | 0.02297 | 0.02297 | 0.02297 | 0.02297 | 0.02297 | 0.02297 | 0.02297 | 0.02297
1 | DR | D2RES | TS18 | TS18 | 0.04368 | 0.04368 | 0.04368 | 0.04368 | 0.04368 | 0.04368 | 0.04368 | 0.04368 | 0.04368 | 0.04368 | 0.04368 | 0.04368 | 0.04368 | 0.04368 | 0.04368 | 0.04368 | 0.04368 | 0.04368 | 0.04368 | 0.04368 | 0.04368 | 0.04368 | 0.04368 | 0.04368 | 0.04368 | 0.04368 | 0.04368 | 0.04368 | 0.04368 | 0.04368 | 0.04368
1 | DR | D2RES | TS19 | TS19 | 0.04217 | 0.04217 | 0.04217 | 0.04217 | 0.04217 | 0.04217 | 0.04217 | 0.04217 | 0.04217 | 0.04217 | 0.04217 | 0.04217 | 0.04217 | 0.04217 | 0.04217 | 0.04217 | 0.04217 | 0.04217 | 0.04217 | 0.04217 | 0.04217 | 0.04217 | 0.04217 | 0.04217 | 0.04217 | 0.04217 | 0.04217 | 0.04217 | 0.04217 | 0.04217 | 0.04217
1 | DR | D2RES | TS20 | TS20 | 0.01553 | 0.01553 | 0.01553 | 0.01553 | 0.01553 | 0.01553 | 0.01553 | 0.01553 | 0.01553 | 0.01553 | 0.01553 | 0.01553 | 0.01553 | 0.01553 | 0.01553 | 0.01553 | 0.01553 | 0.01553 | 0.01553 | 0.01553 | 0.01553 | 0.01553 | 0.01553 | 0.01553 | 0.01553 | 0.01553 | 0.01553 | 0.01553 | 0.01553 | 0.01553 | 0.01553
1 | DR | D2RES | TS21 | TS21 | 0.02361 | 0.02361 | 0.02361 | 0.02361 | 0.02361 | 0.02361 | 0.02361 | 0.02361 | 0.02361 | 0.02361 | 0.02361 | 0.02361 | 0.02361 | 0.02361 | 0.02361 | 0.02361 | 0.02361 | 0.02361 | 0.02361 | 0.02361 | 0.02361 | 0.02361 | 0.02361 | 0.02361 | 0.02361 | 0.02361 | 0.02361 | 0.02361 | 0.02361 | 0.02361 | 0.02361
1 | DR | D2RES | TS22 | TS22 | 0.01033 | 0.01033 | 0.01033 | 0.01033 | 0.01033 | 0.01033 | 0.01033 | 0.01033 | 0.01033 | 0.01033 | 0.01033 | 0.01033 | 0.01033 | 0.01033 | 0.01033 | 0.01033 | 0.01033 | 0.01033 | 0.01033 | 0.01033 | 0.01033 | 0.01033 | 0.01033 | 0.01033 | 0.01033 | 0.01033 | 0.01033 | 0.01033 | 0.01033 | 0.01033 | 0.01033
1 | DR | D2RES | TS23 | TS23 | 0.01418 | 0.01418 | 0.01418 | 0.01418 | 0.01418 | 0.01418 | 0.01418 | 0.01418 | 0.01418 | 0.01418 | 0.01418 | 0.01418 | 0.01418 | 0.01418 | 0.01418 | 0.01418 | 0.01418 | 0.01418 | 0.01418 | 0.01418 | 0.01418 | 0.01418 | 0.01418 | 0.01418 | 0.01418 | 0.01418 | 0.01418 | 0.01418 | 0.01418 | 0.01418 | 0.01418
1 | DR | D2RES | TS24 | TS24 | 0.01671 | 0.01671 | 0.01671 | 0.01671 | 0.01671 | 0.01671 | 0.01671 | 0.01671 | 0.01671 | 0.01671 | 0.01671 | 0.01671 | 0.01671 | 0.01671 | 0.01671 | 0.01671 | 0.01671 | 0.01671 | 0.01671 | 0.01671 | 0.01671 | 0.01671 | 0.01671 | 0.01671 | 0.01671 | 0.01671 | 0.01671 | 0.01671 | 0.01671 | 0.01671 | 0.01671
1 | DR | D2RES | TS25 | TS25 | 0.03602 | 0.03602 | 0.03602 | 0.03602 | 0.03602 | 0.03602 | 0.03602 | 0.03602 | 0.03602 | 0.03602 | 0.03602 | 0.03602 | 0.03602 | 0.03602 | 0.03602 | 0.03602 | 0.03602 | 0.03602 | 0.03602 | 0.03602 | 0.03602 | 0.03602 | 0.03602 | 0.03602 | 0.03602 | 0.03602 | 0.03602 | 0.03602 | 0.03602 | 0.03602 | 0.03602
1 | DR | D2RES | TS26 | TS26 | 0.02505 | 0.02505 | 0.02505 | 0.02505 | 0.02505 | 0.02505 | 0.02505 | 0.02505 | 0.02505 | 0.02505 | 0.02505 | 0.02505 | 0.02505 | 0.02505 | 0.02505 | 0.02505 | 0.02505 | 0.02505 | 0.02505 | 0.02505 | 0.02505 | 0.02505 | 0.02505 | 0.02505 | 0.02505 | 0.02505 | 0.02505 | 0.02505 | 0.02505 | 0.02505 | 0.02505
1 | DR | D2RES | TS27 | TS27 | 0.02308 | 0.02308 | 0.02308 | 0.02308 | 0.02308 | 0.02308 | 0.02308 | 0.02308 | 0.02308 | 0.02308 | 0.02308 | 0.02308 | 0.02308 | 0.02308 | 0.02308 | 0.02308 | 0.02308 | 0.02308 | 0.02308 | 0.02308 | 0.02308 | 0.02308 | 0.02308 | 0.02308 | 0.02308 | 0.02308 | 0.02308 | 0.02308 | 0.02308 | 0.02308 | 0.02308
1 | DR | D2RES | TS28 | TS28 | 0.04421 | 0.04421 | 0.04421 | 0.04421 | 0.04421 | 0.04421 | 0.04421 | 0.04421 | 0.04421 | 0.04421 | 0.04421 | 0.04421 | 0.04421 | 0.04421 | 0.04421 | 0.04421 | 0.04421 | 0.04421 | 0.04421 | 0.04421 | 0.04421 | 0.04421 | 0.04421 | 0.04421 | 0.04421 | 0.04421 | 0.04421 | 0.04421 | 0.04421 | 0.04421 | 0.04421
1 | DR | D2RES | TS29 | TS29 | 0.04309 | 0.04309 | 0.04309 | 0.04309 | 0.04309 | 0.04309 | 0.04309 | 0.04309 | 0.04309 | 0.04309 | 0.04309 | 0.04309 | 0.04309 | 0.04309 | 0.04309 | 0.04309 | 0.04309 | 0.04309 | 0.04309 | 0.04309 | 0.04309 | 0.04309 | 0.04309 | 0.04309 | 0.04309 | 0.04309 | 0.04309 | 0.04309 | 0.04309 | 0.04309 | 0.04309
1 | DR | D2RES | TS30 | TS30 | 0.01578 | 0.01578 | 0.01578 | 0.01578 | 0.01578 | 0.01578 | 0.01578 | 0.01578 | 0.01578 | 0.01578 | 0.01578 | 0.01578 | 0.01578 | 0.01578 | 0.01578 | 0.01578 | 0.01578 | 0.01578 | 0.01578 | 0.01578 | 0.01578 | 0.01578 | 0.01578 | 0.01578 | 0.01578 | 0.01578 | 0.01578 | 0.01578 | 0.01578 | 0.01578 | 0.01578
1 | DR | D2RES | TS31 | TS31 | 0.02304 | 0.02304 | 0.02304 | 0.02304 | 0.02304 | 0.02304 | 0.02304 | 0.02304 | 0.02304 | 0.02304 | 0.02304 | 0.02304 | 0.02304 | 0.02304 | 0.02304 | 0.02304 | 0.02304 | 0.02304 | 0.02304 | 0.02304 | 0.02304 | 0.02304 | 0.02304 | 0.02304 | 0.02304 | 0.02304 | 0.02304 | 0.02304 | 0.02304 | 0.02304 | 0.02304
1 | DR | D2RES | TS32 | TS32 | 0.0101 | 0.0101 | 0.0101 | 0.0101 | 0.0101 | 0.0101 | 0.0101 | 0.0101 | 0.0101 | 0.0101 | 0.0101 | 0.0101 | 0.0101 | 0.0101 | 0.0101 | 0.0101 | 0.0101 | 0.0101 | 0.0101 | 0.0101 | 0.0101 | 0.0101 | 0.0101 | 0.0101 | 0.0101 | 0.0101 | 0.0101 | 0.0101 | 0.0101 | 0.0101 | 0.0101
1 | DR | D2RES | TS33 | TS33 | 0.01394 | 0.01394 | 0.01394 | 0.01394 | 0.01394 | 0.01394 | 0.01394 | 0.01394 | 0.01394 | 0.01394 | 0.01394 | 0.01394 | 0.01394 | 0.01394 | 0.01394 | 0.01394 | 0.01394 | 0.01394 | 0.01394 | 0.01394 | 0.01394 | 0.01394 | 0.01394 | 0.01394 | 0.01394 | 0.01394 | 0.01394 | 0.01394 | 0.01394 | 0.01394 | 0.01394
1 | DR | D2RES | TS34 | TS34 | 0.01631 | 0.01631 | 0.01631 | 0.01631 | 0.01631 | 0.01631 | 0.01631 | 0.01631 | 0.01631 | 0.01631 | 0.01631 | 0.01631 | 0.01631 | 0.01631 | 0.01631 | 0.01631 | 0.01631 | 0.01631 | 0.01631 | 0.01631 | 0.01631 | 0.01631 | 0.01631 | 0.01631 | 0.01631 | 0.01631 | 0.01631 | 0.01631 | 0.01631 | 0.01631 | 0.01631
1 | DR | D2RES | TS35 | TS35 | 0.03541 | 0.03541 | 0.03541 | 0.03541 | 0.03541 | 0.03541 | 0.03541 | 0.03541 | 0.03541 | 0.03541 | 0.03541 | 0.03541 | 0.03541 | 0.03541 | 0.03541 | 0.03541 | 0.03541 | 0.03541 | 0.03541 | 0.03541 | 0.03541 | 0.03541 | 0.03541 | 0.03541 | 0.03541 | 0.03541 | 0.03541 | 0.03541 | 0.03541 | 0.03541 | 0.03541
1 | DR | D2RES | TS36 | TS36 | 0.02477 | 0.02477 | 0.02477 | 0.02477 | 0.02477 | 0.02477 | 0.02477 | 0.02477 | 0.02477 | 0.02477 | 0.02477 | 0.02477 | 0.02477 | 0.02477 | 0.02477 | 0.02477 | 0.02477 | 0.02477 | 0.02477 | 0.02477 | 0.02477 | 0.02477 | 0.02477 | 0.02477 | 0.02477 | 0.02477 | 0.02477 | 0.02477 | 0.02477 | 0.02477 | 0.02477
1 | DR | D2RES | TS37 | TS37 | 0.02273 | 0.02273 | 0.02273 | 0.02273 | 0.02273 | 0.02273 | 0.02273 | 0.02273 | 0.02273 | 0.02273 | 0.02273 | 0.02273 | 0.02273 | 0.02273 | 0.02273 | 0.02273 | 0.02273 | 0.02273 | 0.02273 | 0.02273 | 0.02273 | 0.02273 | 0.02273 | 0.02273 | 0.02273 | 0.02273 | 0.02273 | 0.02273 | 0.02273 | 0.02273 | 0.02273
1 | DR | D2RES | TS38 | TS38 | 0.04308 | 0.04308 | 0.04308 | 0.04308 | 0.04308 | 0.04308 | 0.04308 | 0.04308 | 0.04308 | 0.04308 | 0.04308 | 0.04308 | 0.04308 | 0.04308 | 0.04308 | 0.04308 | 0.04308 | 0.04308 | 0.04308 | 0.04308 | 0.04308 | 0.04308 | 0.04308 | 0.04308 | 0.04308 | 0.04308 | 0.04308 | 0.04308 | 0.04308 | 0.04308 | 0.04308
1 | DR | D2RES | TS39 | TS39 | 0.04197 | 0.04197 | 0.04197 | 0.04197 | 0.04197 | 0.04197 | 0.04197 | 0.04197 | 0.04197 | 0.04197 | 0.04197 | 0.04197 | 0.04197 | 0.04197 | 0.04197 | 0.04197 | 0.04197 | 0.04197 | 0.04197 | 0.04197 | 0.04197 | 0.04197 | 0.04197 | 0.04197 | 0.04197 | 0.04197 | 0.04197 | 0.04197 | 0.04197 | 0.04197 | 0.04197
1 | DR | D2RES | TS40 | TS40 | 0.01547 | 0.01547 | 0.01547 | 0.01547 | 0.01547 | 0.01547 | 0.01547 | 0.01547 | 0.01547 | 0.01547 | 0.01547 | 0.01547 | 0.01547 | 0.01547 | 0.01547 | 0.01547 | 0.01547 | 0.01547 | 0.01547 | 0.01547 | 0.01547 | 0.01547 | 0.01547 | 0.01547 | 0.01547 | 0.01547 | 0.01547 | 0.01547 | 0.01547 | 0.01547 | 0.01547
2 | DR | D2IND |  | [DRC,D2IND,*,*] : | 2020 | 2021 | 2022 | 2023 | 2024 | 2025 | 2026 | 2027 | 2028 | 2029 | 2030 | 2031 | 2032 | 2033 | 2034 | 2035 | 2036 | 2037 | 2038 | 2039 | 2040 | 2041 | 2042 | 2043 | 2044 | 2045 | 2046 | 2047 | 2048 | 2049 | 2050 :=
2 | DR | D2IND | TS01 | TS01 | 0.06305 | 0.06305 | 0.06305 | 0.06305 | 0.06305 | 0.06305 | 0.06305 | 0.06305 | 0.06305 | 0.06305 | 0.06305 | 0.06305 | 0.06305 | 0.06305 | 0.06305 | 0.06305 | 0.06305 | 0.06305 | 0.06305 | 0.06305 | 0.06305 | 0.06305 | 0.06305 | 0.06305 | 0.06305 | 0.06305 | 0.06305 | 0.06305 | 0.06305 | 0.06305 | 0.06305
2 | DR | D2IND | TS02 | TS02 | 0.021 | 0.021 | 0.021 | 0.021 | 0.021 | 0.021 | 0.021 | 0.021 | 0.021 | 0.021 | 0.021 | 0.021 | 0.021 | 0.021 | 0.021 | 0.021 | 0.021 | 0.021 | 0.021 | 0.021 | 0.021 | 0.021 | 0.021 | 0.021 | 0.021 | 0.021 | 0.021 | 0.021 | 0.021 | 0.021 | 0.021
2 | DR | D2IND | TS03 | TS03 | 0.021 | 0.021 | 0.021 | 0.021 | 0.021 | 0.021 | 0.021 | 0.021 | 0.021 | 0.021 | 0.021 | 0.021 | 0.021 | 0.021 | 0.021 | 0.021 | 0.021 | 0.021 | 0.021 | 0.021 | 0.021 | 0.021 | 0.021 | 0.021 | 0.021 | 0.021 | 0.021 | 0.021 | 0.021 | 0.021 | 0.021
2 | DR | D2IND | TS04 | TS04 | 0.021 | 0.021 | 0.021 | 0.021 | 0.021 | 0.021 | 0.021 | 0.021 | 0.021 | 0.021 | 0.021 | 0.021 | 0.021 | 0.021 | 0.021 | 0.021 | 0.021 | 0.021 | 0.021 | 0.021 | 0.021 | 0.021 | 0.021 | 0.021 | 0.021 | 0.021 | 0.021 | 0.021 | 0.021 | 0.021 | 0.021
2 | DR | D2IND | TS05 | TS05 | 0.021 | 0.021 | 0.021 | 0.021 | 0.021 | 0.021 | 0.021 | 0.021 | 0.021 | 0.021 | 0.021 | 0.021 | 0.021 | 0.021 | 0.021 | 0.021 | 0.021 | 0.021 | 0.021 | 0.021 | 0.021 | 0.021 | 0.021 | 0.021 | 0.021 | 0.021 | 0.021 | 0.021 | 0.021 | 0.021 | 0.021
2 | DR | D2IND | TS06 | TS06 | 0.021 | 0.021 | 0.021 | 0.021 | 0.021 | 0.021 | 0.021 | 0.021 | 0.021 | 0.021 | 0.021 | 0.021 | 0.021 | 0.021 | 0.021 | 0.021 | 0.021 | 0.021 | 0.021 | 0.021 | 0.021 | 0.021 | 0.021 | 0.021 | 0.021 | 0.021 | 0.021 | 0.021 | 0.021 | 0.021 | 0.021
2 | DR | D2IND | TS07 | TS07 | 0.021 | 0.021 | 0.021 | 0.021 | 0.021 | 0.021 | 0.021 | 0.021 | 0.021 | 0.021 | 0.021 | 0.021 | 0.021 | 0.021 | 0.021 | 0.021 | 0.021 | 0.021 | 0.021 | 0.021 | 0.021 | 0.021 | 0.021 | 0.021 | 0.021 | 0.021 | 0.021 | 0.021 | 0.021 | 0.021 | 0.021
2 | DR | D2IND | TS08 | TS08 | 0.021 | 0.021 | 0.021 | 0.021 | 0.021 | 0.021 | 0.021 | 0.021 | 0.021 | 0.021 | 0.021 | 0.021 | 0.021 | 0.021 | 0.021 | 0.021 | 0.021 | 0.021 | 0.021 | 0.021 | 0.021 | 0.021 | 0.021 | 0.021 | 0.021 | 0.021 | 0.021 | 0.021 | 0.021 | 0.021 | 0.021
2 | DR | D2IND | TS09 | TS09 | 0.021 | 0.021 | 0.021 | 0.021 | 0.021 | 0.021 | 0.021 | 0.021 | 0.021 | 0.021 | 0.021 | 0.021 | 0.021 | 0.021 | 0.021 | 0.021 | 0.021 | 0.021 | 0.021 | 0.021 | 0.021 | 0.021 | 0.021 | 0.021 | 0.021 | 0.021 | 0.021 | 0.021 | 0.021 | 0.021 | 0.021
2 | DR | D2IND | TS10 | TS10 | 0.021 | 0.021 | 0.021 | 0.021 | 0.021 | 0.021 | 0.021 | 0.021 | 0.021 | 0.021 | 0.021 | 0.021 | 0.021 | 0.021 | 0.021 | 0.021 | 0.021 | 0.021 | 0.021 | 0.021 | 0.021 | 0.021 | 0.021 | 0.021 | 0.021 | 0.021 | 0.021 | 0.021 | 0.021 | 0.021 | 0.021
2 | DR | D2IND | TS11 | TS11 | 0.06233 | 0.06233 | 0.06233 | 0.06233 | 0.06233 | 0.06233 | 0.06233 | 0.06233 | 0.06233 | 0.06233 | 0.06233 | 0.06233 | 0.06233 | 0.06233 | 0.06233 | 0.06233 | 0.06233 | 0.06233 | 0.06233 | 0.06233 | 0.06233 | 0.06233 | 0.06233 | 0.06233 | 0.06233 | 0.06233 | 0.06233 | 0.06233 | 0.06233 | 0.06233 | 0.06233
2 | DR | D2IND | TS12 | TS12 | 0.02078 | 0.02078 | 0.02078 | 0.02078 | 0.02078 | 0.02078 | 0.02078 | 0.02078 | 0.02078 | 0.02078 | 0.02078 | 0.02078 | 0.02078 | 0.02078 | 0.02078 | 0.02078 | 0.02078 | 0.02078 | 0.02078 | 0.02078 | 0.02078 | 0.02078 | 0.02078 | 0.02078 | 0.02078 | 0.02078 | 0.02078 | 0.02078 | 0.02078 | 0.02078 | 0.02078
2 | DR | D2IND | TS13 | TS13 | 0.02078 | 0.02078 | 0.02078 | 0.02078 | 0.02078 | 0.02078 | 0.02078 | 0.02078 | 0.02078 | 0.02078 | 0.02078 | 0.02078 | 0.02078 | 0.02078 | 0.02078 | 0.02078 | 0.02078 | 0.02078 | 0.02078 | 0.02078 | 0.02078 | 0.02078 | 0.02078 | 0.02078 | 0.02078 | 0.02078 | 0.02078 | 0.02078 | 0.02078 | 0.02078 | 0.02078
2 | DR | D2IND | TS14 | TS14 | 0.02078 | 0.02078 | 0.02078 | 0.02078 | 0.02078 | 0.02078 | 0.02078 | 0.02078 | 0.02078 | 0.02078 | 0.02078 | 0.02078 | 0.02078 | 0.02078 | 0.02078 | 0.02078 | 0.02078 | 0.02078 | 0.02078 | 0.02078 | 0.02078 | 0.02078 | 0.02078 | 0.02078 | 0.02078 | 0.02078 | 0.02078 | 0.02078 | 0.02078 | 0.02078 | 0.02078
2 | DR | D2IND | TS15 | TS15 | 0.02078 | 0.02078 | 0.02078 | 0.02078 | 0.02078 | 0.02078 | 0.02078 | 0.02078 | 0.02078 | 0.02078 | 0.02078 | 0.02078 | 0.02078 | 0.02078 | 0.02078 | 0.02078 | 0.02078 | 0.02078 | 0.02078 | 0.02078 | 0.02078 | 0.02078 | 0.02078 | 0.02078 | 0.02078 | 0.02078 | 0.02078 | 0.02078 | 0.02078 | 0.02078 | 0.02078
2 | DR | D2IND | TS16 | TS16 | 0.02078 | 0.02078 | 0.02078 | 0.02078 | 0.02078 | 0.02078 | 0.02078 | 0.02078 | 0.02078 | 0.02078 | 0.02078 | 0.02078 | 0.02078 | 0.02078 | 0.02078 | 0.02078 | 0.02078 | 0.02078 | 0.02078 | 0.02078 | 0.02078 | 0.02078 | 0.02078 | 0.02078 | 0.02078 | 0.02078 | 0.02078 | 0.02078 | 0.02078 | 0.02078 | 0.02078
2 | DR | D2IND | TS17 | TS17 | 0.02078 | 0.02078 | 0.02078 | 0.02078 | 0.02078 | 0.02078 | 0.02078 | 0.02078 | 0.02078 | 0.02078 | 0.02078 | 0.02078 | 0.02078 | 0.02078 | 0.02078 | 0.02078 | 0.02078 | 0.02078 | 0.02078 | 0.02078 | 0.02078 | 0.02078 | 0.02078 | 0.02078 | 0.02078 | 0.02078 | 0.02078 | 0.02078 | 0.02078 | 0.02078 | 0.02078
2 | DR | D2IND | TS18 | TS18 | 0.02078 | 0.02078 | 0.02078 | 0.02078 | 0.02078 | 0.02078 | 0.02078 | 0.02078 | 0.02078 | 0.02078 | 0.02078 | 0.02078 | 0.02078 | 0.02078 | 0.02078 | 0.02078 | 0.02078 | 0.02078 | 0.02078 | 0.02078 | 0.02078 | 0.02078 | 0.02078 | 0.02078 | 0.02078 | 0.02078 | 0.02078 | 0.02078 | 0.02078 | 0.02078 | 0.02078
2 | DR | D2IND | TS19 | TS19 | 0.02078 | 0.02078 | 0.02078 | 0.02078 | 0.02078 | 0.02078 | 0.02078 | 0.02078 | 0.02078 | 0.02078 | 0.02078 | 0.02078 | 0.02078 | 0.02078 | 0.02078 | 0.02078 | 0.02078 | 0.02078 | 0.02078 | 0.02078 | 0.02078 | 0.02078 | 0.02078 | 0.02078 | 0.02078 | 0.02078 | 0.02078 | 0.02078 | 0.02078 | 0.02078 | 0.02078
2 | DR | D2IND | TS20 | TS20 | 0.02078 | 0.02078 | 0.02078 | 0.02078 | 0.02078 | 0.02078 | 0.02078 | 0.02078 | 0.02078 | 0.02078 | 0.02078 | 0.02078 | 0.02078 | 0.02078 | 0.02078 | 0.02078 | 0.02078 | 0.02078 | 0.02078 | 0.02078 | 0.02078 | 0.02078 | 0.02078 | 0.02078 | 0.02078 | 0.02078 | 0.02078 | 0.02078 | 0.02078 | 0.02078 | 0.02078
2 | DR | D2IND | TS21 | TS21 | 0.06301 | 0.06301 | 0.06301 | 0.06301 | 0.06301 | 0.06301 | 0.06301 | 0.06301 | 0.06301 | 0.06301 | 0.06301 | 0.06301 | 0.06301 | 0.06301 | 0.06301 | 0.06301 | 0.06301 | 0.06301 | 0.06301 | 0.06301 | 0.06301 | 0.06301 | 0.06301 | 0.06301 | 0.06301 | 0.06301 | 0.06301 | 0.06301 | 0.06301 | 0.06301 | 0.06301
2 | DR | D2IND | TS22 | TS22 | 0.021 | 0.021 | 0.021 | 0.021 | 0.021 | 0.021 | 0.021 | 0.021 | 0.021 | 0.021 | 0.021 | 0.021 | 0.021 | 0.021 | 0.021 | 0.021 | 0.021 | 0.021 | 0.021 | 0.021 | 0.021 | 0.021 | 0.021 | 0.021 | 0.021 | 0.021 | 0.021 | 0.021 | 0.021 | 0.021 | 0.021
2 | DR | D2IND | TS23 | TS23 | 0.021 | 0.021 | 0.021 | 0.021 | 0.021 | 0.021 | 0.021 | 0.021 | 0.021 | 0.021 | 0.021 | 0.021 | 0.021 | 0.021 | 0.021 | 0.021 | 0.021 | 0.021 | 0.021 | 0.021 | 0.021 | 0.021 | 0.021 | 0.021 | 0.021 | 0.021 | 0.021 | 0.021 | 0.021 | 0.021 | 0.021
2 | DR | D2IND | TS24 | TS24 | 0.021 | 0.021 | 0.021 | 0.021 | 0.021 | 0.021 | 0.021 | 0.021 | 0.021 | 0.021 | 0.021 | 0.021 | 0.021 | 0.021 | 0.021 | 0.021 | 0.021 | 0.021 | 0.021 | 0.021 | 0.021 | 0.021 | 0.021 | 0.021 | 0.021 | 0.021 | 0.021 | 0.021 | 0.021 | 0.021 | 0.021
2 | DR | D2IND | TS25 | TS25 | 0.021 | 0.021 | 0.021 | 0.021 | 0.021 | 0.021 | 0.021 | 0.021 | 0.021 | 0.021 | 0.021 | 0.021 | 0.021 | 0.021 | 0.021 | 0.021 | 0.021 | 0.021 | 0.021 | 0.021 | 0.021 | 0.021 | 0.021 | 0.021 | 0.021 | 0.021 | 0.021 | 0.021 | 0.021 | 0.021 | 0.021
2 | DR | D2IND | TS26 | TS26 | 0.021 | 0.021 | 0.021 | 0.021 | 0.021 | 0.021 | 0.021 | 0.021 | 0.021 | 0.021 | 0.021 | 0.021 | 0.021 | 0.021 | 0.021 | 0.021 | 0.021 | 0.021 | 0.021 | 0.021 | 0.021 | 0.021 | 0.021 | 0.021 | 0.021 | 0.021 | 0.021 | 0.021 | 0.021 | 0.021 | 0.021
2 | DR | D2IND | TS27 | TS27 | 0.021 | 0.021 | 0.021 | 0.021 | 0.021 | 0.021 | 0.021 | 0.021 | 0.021 | 0.021 | 0.021 | 0.021 | 0.021 | 0.021 | 0.021 | 0.021 | 0.021 | 0.021 | 0.021 | 0.021 | 0.021 | 0.021 | 0.021 | 0.021 | 0.021 | 0.021 | 0.021 | 0.021 | 0.021 | 0.021 | 0.021
2 | DR | D2IND | TS28 | TS28 | 0.021 | 0.021 | 0.021 | 0.021 | 0.021 | 0.021 | 0.021 | 0.021 | 0.021 | 0.021 | 0.021 | 0.021 | 0.021 | 0.021 | 0.021 | 0.021 | 0.021 | 0.021 | 0.021 | 0.021 | 0.021 | 0.021 | 0.021 | 0.021 | 0.021 | 0.021 | 0.021 | 0.021 | 0.021 | 0.021 | 0.021
2 | DR | D2IND | TS29 | TS29 | 0.021 | 0.021 | 0.021 | 0.021 | 0.021 | 0.021 | 0.021 | 0.021 | 0.021 | 0.021 | 0.021 | 0.021 | 0.021 | 0.021 | 0.021 | 0.021 | 0.021 | 0.021 | 0.021 | 0.021 | 0.021 | 0.021 | 0.021 | 0.021 | 0.021 | 0.021 | 0.021 | 0.021 | 0.021 | 0.021 | 0.021
2 | DR | D2IND | TS30 | TS30 | 0.021 | 0.021 | 0.021 | 0.021 | 0.021 | 0.021 | 0.021 | 0.021 | 0.021 | 0.021 | 0.021 | 0.021 | 0.021 | 0.021 | 0.021 | 0.021 | 0.021 | 0.021 | 0.021 | 0.021 | 0.021 | 0.021 | 0.021 | 0.021 | 0.021 | 0.021 | 0.021 | 0.021 | 0.021 | 0.021 | 0.021
2 | DR | D2IND | TS31 | TS31 | 0.06164 | 0.06164 | 0.06164 | 0.06164 | 0.06164 | 0.06164 | 0.06164 | 0.06164 | 0.06164 | 0.06164 | 0.06164 | 0.06164 | 0.06164 | 0.06164 | 0.06164 | 0.06164 | 0.06164 | 0.06164 | 0.06164 | 0.06164 | 0.06164 | 0.06164 | 0.06164 | 0.06164 | 0.06164 | 0.06164 | 0.06164 | 0.06164 | 0.06164 | 0.06164 | 0.06164
2 | DR | D2IND | TS32 | TS32 | 0.02055 | 0.02055 | 0.02055 | 0.02055 | 0.02055 | 0.02055 | 0.02055 | 0.02055 | 0.02055 | 0.02055 | 0.02055 | 0.02055 | 0.02055 | 0.02055 | 0.02055 | 0.02055 | 0.02055 | 0.02055 | 0.02055 | 0.02055 | 0.02055 | 0.02055 | 0.02055 | 0.02055 | 0.02055 | 0.02055 | 0.02055 | 0.02055 | 0.02055 | 0.02055 | 0.02055
2 | DR | D2IND | TS33 | TS33 | 0.02055 | 0.02055 | 0.02055 | 0.02055 | 0.02055 | 0.02055 | 0.02055 | 0.02055 | 0.02055 | 0.02055 | 0.02055 | 0.02055 | 0.02055 | 0.02055 | 0.02055 | 0.02055 | 0.02055 | 0.02055 | 0.02055 | 0.02055 | 0.02055 | 0.02055 | 0.02055 | 0.02055 | 0.02055 | 0.02055 | 0.02055 | 0.02055 | 0.02055 | 0.02055 | 0.02055
2 | DR | D2IND | TS34 | TS34 | 0.02055 | 0.02055 | 0.02055 | 0.02055 | 0.02055 | 0.02055 | 0.02055 | 0.02055 | 0.02055 | 0.02055 | 0.02055 | 0.02055 | 0.02055 | 0.02055 | 0.02055 | 0.02055 | 0.02055 | 0.02055 | 0.02055 | 0.02055 | 0.02055 | 0.02055 | 0.02055 | 0.02055 | 0.02055 | 0.02055 | 0.02055 | 0.02055 | 0.02055 | 0.02055 | 0.02055
2 | DR | D2IND | TS35 | TS35 | 0.02055 | 0.02055 | 0.02055 | 0.02055 | 0.02055 | 0.02055 | 0.02055 | 0.02055 | 0.02055 | 0.02055 | 0.02055 | 0.02055 | 0.02055 | 0.02055 | 0.02055 | 0.02055 | 0.02055 | 0.02055 | 0.02055 | 0.02055 | 0.02055 | 0.02055 | 0.02055 | 0.02055 | 0.02055 | 0.02055 | 0.02055 | 0.02055 | 0.02055 | 0.02055 | 0.02055
2 | DR | D2IND | TS36 | TS36 | 0.02055 | 0.02055 | 0.02055 | 0.02055 | 0.02055 | 0.02055 | 0.02055 | 0.02055 | 0.02055 | 0.02055 | 0.02055 | 0.02055 | 0.02055 | 0.02055 | 0.02055 | 0.02055 | 0.02055 | 0.02055 | 0.02055 | 0.02055 | 0.02055 | 0.02055 | 0.02055 | 0.02055 | 0.02055 | 0.02055 | 0.02055 | 0.02055 | 0.02055 | 0.02055 | 0.02055
2 | DR | D2IND | TS37 | TS37 | 0.02055 | 0.02055 | 0.02055 | 0.02055 | 0.02055 | 0.02055 | 0.02055 | 0.02055 | 0.02055 | 0.02055 | 0.02055 | 0.02055 | 0.02055 | 0.02055 | 0.02055 | 0.02055 | 0.02055 | 0.02055 | 0.02055 | 0.02055 | 0.02055 | 0.02055 | 0.02055 | 0.02055 | 0.02055 | 0.02055 | 0.02055 | 0.02055 | 0.02055 | 0.02055 | 0.02055
2 | DR | D2IND | TS38 | TS38 | 0.02055 | 0.02055 | 0.02055 | 0.02055 | 0.02055 | 0.02055 | 0.02055 | 0.02055 | 0.02055 | 0.02055 | 0.02055 | 0.02055 | 0.02055 | 0.02055 | 0.02055 | 0.02055 | 0.02055 | 0.02055 | 0.02055 | 0.02055 | 0.02055 | 0.02055 | 0.02055 | 0.02055 | 0.02055 | 0.02055 | 0.02055 | 0.02055 | 0.02055 | 0.02055 | 0.02055
2 | DR | D2IND | TS39 | TS39 | 0.02055 | 0.02055 | 0.02055 | 0.02055 | 0.02055 | 0.02055 | 0.02055 | 0.02055 | 0.02055 | 0.02055 | 0.02055 | 0.02055 | 0.02055 | 0.02055 | 0.02055 | 0.02055 | 0.02055 | 0.02055 | 0.02055 | 0.02055 | 0.02055 | 0.02055 | 0.02055 | 0.02055 | 0.02055 | 0.02055 | 0.02055 | 0.02055 | 0.02055 | 0.02055 | 0.02055
2 | DR | D2IND | TS40 | TS40 | 0.02055 | 0.02055 | 0.02055 | 0.02055 | 0.02055 | 0.02055 | 0.02055 | 0.02055 | 0.02055 | 0.02055 | 0.02055 | 0.02055 | 0.02055 | 0.02055 | 0.02055 | 0.02055 | 0.02055 | 0.02055 | 0.02055 | 0.02055 | 0.02055 | 0.02055 | 0.02055 | 0.02055 | 0.02055 | 0.02055 | 0.02055 | 0.02055 | 0.02055 | 0.02055 | 0.02055
3 | DR | D2OTH |  | [DRC,D2OTH,*,*] : | 2020 | 2021 | 2022 | 2023 | 2024 | 2025 | 2026 | 2027 | 2028 | 2029 | 2030 | 2031 | 2032 | 2033 | 2034 | 2035 | 2036 | 2037 | 2038 | 2039 | 2040 | 2041 | 2042 | 2043 | 2044 | 2045 | 2046 | 2047 | 2048 | 2049 | 2050 :=
3 | DR | D2OTH | TS01 | TS01 | 0.01847 | 0.01847 | 0.01847 | 0.01847 | 0.01847 | 0.01847 | 0.01847 | 0.01847 | 0.01847 | 0.01847 | 0.01847 | 0.01847 | 0.01847 | 0.01847 | 0.01847 | 0.01847 | 0.01847 | 0.01847 | 0.01847 | 0.01847 | 0.01847 | 0.01847 | 0.01847 | 0.01847 | 0.01847 | 0.01847 | 0.01847 | 0.01847 | 0.01847 | 0.01847 | 0.01847
3 | DR | D2OTH | TS02 | TS02 | 0.02974 | 0.02974 | 0.02974 | 0.02974 | 0.02974 | 0.02974 | 0.02974 | 0.02974 | 0.02974 | 0.02974 | 0.02974 | 0.02974 | 0.02974 | 0.02974 | 0.02974 | 0.02974 | 0.02974 | 0.02974 | 0.02974 | 0.02974 | 0.02974 | 0.02974 | 0.02974 | 0.02974 | 0.02974 | 0.02974 | 0.02974 | 0.02974 | 0.02974 | 0.02974 | 0.02974
3 | DR | D2OTH | TS03 | TS03 | 0.04004 | 0.04004 | 0.04004 | 0.04004 | 0.04004 | 0.04004 | 0.04004 | 0.04004 | 0.04004 | 0.04004 | 0.04004 | 0.04004 | 0.04004 | 0.04004 | 0.04004 | 0.04004 | 0.04004 | 0.04004 | 0.04004 | 0.04004 | 0.04004 | 0.04004 | 0.04004 | 0.04004 | 0.04004 | 0.04004 | 0.04004 | 0.04004 | 0.04004 | 0.04004 | 0.04004
3 | DR | D2OTH | TS04 | TS04 | 0.04005 | 0.04005 | 0.04005 | 0.04005 | 0.04005 | 0.04005 | 0.04005 | 0.04005 | 0.04005 | 0.04005 | 0.04005 | 0.04005 | 0.04005 | 0.04005 | 0.04005 | 0.04005 | 0.04005 | 0.04005 | 0.04005 | 0.04005 | 0.04005 | 0.04005 | 0.04005 | 0.04005 | 0.04005 | 0.04005 | 0.04005 | 0.04005 | 0.04005 | 0.04005 | 0.04005
3 | DR | D2OTH | TS05 | TS05 | 0.04152 | 0.04152 | 0.04152 | 0.04152 | 0.04152 | 0.04152 | 0.04152 | 0.04152 | 0.04152 | 0.04152 | 0.04152 | 0.04152 | 0.04152 | 0.04152 | 0.04152 | 0.04152 | 0.04152 | 0.04152 | 0.04152 | 0.04152 | 0.04152 | 0.04152 | 0.04152 | 0.04152 | 0.04152 | 0.04152 | 0.04152 | 0.04152 | 0.04152 | 0.04152 | 0.04152
3 | DR | D2OTH | TS06 | TS06 | 0.04324 | 0.04324 | 0.04324 | 0.04324 | 0.04324 | 0.04324 | 0.04324 | 0.04324 | 0.04324 | 0.04324 | 0.04324 | 0.04324 | 0.04324 | 0.04324 | 0.04324 | 0.04324 | 0.04324 | 0.04324 | 0.04324 | 0.04324 | 0.04324 | 0.04324 | 0.04324 | 0.04324 | 0.04324 | 0.04324 | 0.04324 | 0.04324 | 0.04324 | 0.04324 | 0.04324
3 | DR | D2OTH | TS07 | TS07 | 0.02252 | 0.02252 | 0.02252 | 0.02252 | 0.02252 | 0.02252 | 0.02252 | 0.02252 | 0.02252 | 0.02252 | 0.02252 | 0.02252 | 0.02252 | 0.02252 | 0.02252 | 0.02252 | 0.02252 | 0.02252 | 0.02252 | 0.02252 | 0.02252 | 0.02252 | 0.02252 | 0.02252 | 0.02252 | 0.02252 | 0.02252 | 0.02252 | 0.02252 | 0.02252 | 0.02252
3 | DR | D2OTH | TS08 | TS08 | 0.00777 | 0.00777 | 0.00777 | 0.00777 | 0.00777 | 0.00777 | 0.00777 | 0.00777 | 0.00777 | 0.00777 | 0.00777 | 0.00777 | 0.00777 | 0.00777 | 0.00777 | 0.00777 | 0.00777 | 0.00777 | 0.00777 | 0.00777 | 0.00777 | 0.00777 | 0.00777 | 0.00777 | 0.00777 | 0.00777 | 0.00777 | 0.00777 | 0.00777 | 0.00777 | 0.00777
3 | DR | D2OTH | TS09 | TS09 | 0.00568 | 0.00568 | 0.00568 | 0.00568 | 0.00568 | 0.00568 | 0.00568 | 0.00568 | 0.00568 | 0.00568 | 0.00568 | 0.00568 | 0.00568 | 0.00568 | 0.00568 | 0.00568 | 0.00568 | 0.00568 | 0.00568 | 0.00568 | 0.00568 | 0.00568 | 0.00568 | 0.00568 | 0.00568 | 0.00568 | 0.00568 | 0.00568 | 0.00568 | 0.00568 | 0.00568
3 | DR | D2OTH | TS10 | TS10 | 0.00303 | 0.00303 | 0.00303 | 0.00303 | 0.00303 | 0.00303 | 0.00303 | 0.00303 | 0.00303 | 0.00303 | 0.00303 | 0.00303 | 0.00303 | 0.00303 | 0.00303 | 0.00303 | 0.00303 | 0.00303 | 0.00303 | 0.00303 | 0.00303 | 0.00303 | 0.00303 | 0.00303 | 0.00303 | 0.00303 | 0.00303 | 0.00303 | 0.00303 | 0.00303 | 0.00303
3 | DR | D2OTH | TS11 | TS11 | 0.01826 | 0.01826 | 0.01826 | 0.01826 | 0.01826 | 0.01826 | 0.01826 | 0.01826 | 0.01826 | 0.01826 | 0.01826 | 0.01826 | 0.01826 | 0.01826 | 0.01826 | 0.01826 | 0.01826 | 0.01826 | 0.01826 | 0.01826 | 0.01826 | 0.01826 | 0.01826 | 0.01826 | 0.01826 | 0.01826 | 0.01826 | 0.01826 | 0.01826 | 0.01826 | 0.01826
3 | DR | D2OTH | TS12 | TS12 | 0.02941 | 0.02941 | 0.02941 | 0.02941 | 0.02941 | 0.02941 | 0.02941 | 0.02941 | 0.02941 | 0.02941 | 0.02941 | 0.02941 | 0.02941 | 0.02941 | 0.02941 | 0.02941 | 0.02941 | 0.02941 | 0.02941 | 0.02941 | 0.02941 | 0.02941 | 0.02941 | 0.02941 | 0.02941 | 0.02941 | 0.02941 | 0.02941 | 0.02941 | 0.02941 | 0.02941
3 | DR | D2OTH | TS13 | TS13 | 0.03959 | 0.03959 | 0.03959 | 0.03959 | 0.03959 | 0.03959 | 0.03959 | 0.03959 | 0.03959 | 0.03959 | 0.03959 | 0.03959 | 0.03959 | 0.03959 | 0.03959 | 0.03959 | 0.03959 | 0.03959 | 0.03959 | 0.03959 | 0.03959 | 0.03959 | 0.03959 | 0.03959 | 0.03959 | 0.03959 | 0.03959 | 0.03959 | 0.03959 | 0.03959 | 0.03959
3 | DR | D2OTH | TS14 | TS14 | 0.03962 | 0.03962 | 0.03962 | 0.03962 | 0.03962 | 0.03962 | 0.03962 | 0.03962 | 0.03962 | 0.03962 | 0.03962 | 0.03962 | 0.03962 | 0.03962 | 0.03962 | 0.03962 | 0.03962 | 0.03962 | 0.03962 | 0.03962 | 0.03962 | 0.03962 | 0.03962 | 0.03962 | 0.03962 | 0.03962 | 0.03962 | 0.03962 | 0.03962 | 0.03962 | 0.03962
3 | DR | D2OTH | TS15 | TS15 | 0.04108 | 0.04108 | 0.04108 | 0.04108 | 0.04108 | 0.04108 | 0.04108 | 0.04108 | 0.04108 | 0.04108 | 0.04108 | 0.04108 | 0.04108 | 0.04108 | 0.04108 | 0.04108 | 0.04108 | 0.04108 | 0.04108 | 0.04108 | 0.04108 | 0.04108 | 0.04108 | 0.04108 | 0.04108 | 0.04108 | 0.04108 | 0.04108 | 0.04108 | 0.04108 | 0.04108
3 | DR | D2OTH | TS16 | TS16 | 0.04276 | 0.04276 | 0.04276 | 0.04276 | 0.04276 | 0.04276 | 0.04276 | 0.04276 | 0.04276 | 0.04276 | 0.04276 | 0.04276 | 0.04276 | 0.04276 | 0.04276 | 0.04276 | 0.04276 | 0.04276 | 0.04276 | 0.04276 | 0.04276 | 0.04276 | 0.04276 | 0.04276 | 0.04276 | 0.04276 | 0.04276 | 0.04276 | 0.04276 | 0.04276 | 0.04276
3 | DR | D2OTH | TS17 | TS17 | 0.02229 | 0.02229 | 0.02229 | 0.02229 | 0.02229 | 0.02229 | 0.02229 | 0.02229 | 0.02229 | 0.02229 | 0.02229 | 0.02229 | 0.02229 | 0.02229 | 0.02229 | 0.02229 | 0.02229 | 0.02229 | 0.02229 | 0.02229 | 0.02229 | 0.02229 | 0.02229 | 0.02229 | 0.02229 | 0.02229 | 0.02229 | 0.02229 | 0.02229 | 0.02229 | 0.02229
3 | DR | D2OTH | TS18 | TS18 | 0.00768 | 0.00768 | 0.00768 | 0.00768 | 0.00768 | 0.00768 | 0.00768 | 0.00768 | 0.00768 | 0.00768 | 0.00768 | 0.00768 | 0.00768 | 0.00768 | 0.00768 | 0.00768 | 0.00768 | 0.00768 | 0.00768 | 0.00768 | 0.00768 | 0.00768 | 0.00768 | 0.00768 | 0.00768 | 0.00768 | 0.00768 | 0.00768 | 0.00768 | 0.00768 | 0.00768
3 | DR | D2OTH | TS19 | TS19 | 0.00562 | 0.00562 | 0.00562 | 0.00562 | 0.00562 | 0.00562 | 0.00562 | 0.00562 | 0.00562 | 0.00562 | 0.00562 | 0.00562 | 0.00562 | 0.00562 | 0.00562 | 0.00562 | 0.00562 | 0.00562 | 0.00562 | 0.00562 | 0.00562 | 0.00562 | 0.00562 | 0.00562 | 0.00562 | 0.00562 | 0.00562 | 0.00562 | 0.00562 | 0.00562 | 0.00562
3 | DR | D2OTH | TS20 | TS20 | 0.00299 | 0.00299 | 0.00299 | 0.00299 | 0.00299 | 0.00299 | 0.00299 | 0.00299 | 0.00299 | 0.00299 | 0.00299 | 0.00299 | 0.00299 | 0.00299 | 0.00299 | 0.00299 | 0.00299 | 0.00299 | 0.00299 | 0.00299 | 0.00299 | 0.00299 | 0.00299 | 0.00299 | 0.00299 | 0.00299 | 0.00299 | 0.00299 | 0.00299 | 0.00299 | 0.00299
3 | DR | D2OTH | TS21 | TS21 | 0.01848 | 0.01848 | 0.01848 | 0.01848 | 0.01848 | 0.01848 | 0.01848 | 0.01848 | 0.01848 | 0.01848 | 0.01848 | 0.01848 | 0.01848 | 0.01848 | 0.01848 | 0.01848 | 0.01848 | 0.01848 | 0.01848 | 0.01848 | 0.01848 | 0.01848 | 0.01848 | 0.01848 | 0.01848 | 0.01848 | 0.01848 | 0.01848 | 0.01848 | 0.01848 | 0.01848
3 | DR | D2OTH | TS22 | TS22 | 0.02973 | 0.02973 | 0.02973 | 0.02973 | 0.02973 | 0.02973 | 0.02973 | 0.02973 | 0.02973 | 0.02973 | 0.02973 | 0.02973 | 0.02973 | 0.02973 | 0.02973 | 0.02973 | 0.02973 | 0.02973 | 0.02973 | 0.02973 | 0.02973 | 0.02973 | 0.02973 | 0.02973 | 0.02973 | 0.02973 | 0.02973 | 0.02973 | 0.02973 | 0.02973 | 0.02973
3 | DR | D2OTH | TS23 | TS23 | 0.04003 | 0.04003 | 0.04003 | 0.04003 | 0.04003 | 0.04003 | 0.04003 | 0.04003 | 0.04003 | 0.04003 | 0.04003 | 0.04003 | 0.04003 | 0.04003 | 0.04003 | 0.04003 | 0.04003 | 0.04003 | 0.04003 | 0.04003 | 0.04003 | 0.04003 | 0.04003 | 0.04003 | 0.04003 | 0.04003 | 0.04003 | 0.04003 | 0.04003 | 0.04003 | 0.04003
3 | DR | D2OTH | TS24 | TS24 | 0.04006 | 0.04006 | 0.04006 | 0.04006 | 0.04006 | 0.04006 | 0.04006 | 0.04006 | 0.04006 | 0.04006 | 0.04006 | 0.04006 | 0.04006 | 0.04006 | 0.04006 | 0.04006 | 0.04006 | 0.04006 | 0.04006 | 0.04006 | 0.04006 | 0.04006 | 0.04006 | 0.04006 | 0.04006 | 0.04006 | 0.04006 | 0.04006 | 0.04006 | 0.04006 | 0.04006
3 | DR | D2OTH | TS25 | TS25 | 0.04151 | 0.04151 | 0.04151 | 0.04151 | 0.04151 | 0.04151 | 0.04151 | 0.04151 | 0.04151 | 0.04151 | 0.04151 | 0.04151 | 0.04151 | 0.04151 | 0.04151 | 0.04151 | 0.04151 | 0.04151 | 0.04151 | 0.04151 | 0.04151 | 0.04151 | 0.04151 | 0.04151 | 0.04151 | 0.04151 | 0.04151 | 0.04151 | 0.04151 | 0.04151 | 0.04151
3 | DR | D2OTH | TS26 | TS26 | 0.04323 | 0.04323 | 0.04323 | 0.04323 | 0.04323 | 0.04323 | 0.04323 | 0.04323 | 0.04323 | 0.04323 | 0.04323 | 0.04323 | 0.04323 | 0.04323 | 0.04323 | 0.04323 | 0.04323 | 0.04323 | 0.04323 | 0.04323 | 0.04323 | 0.04323 | 0.04323 | 0.04323 | 0.04323 | 0.04323 | 0.04323 | 0.04323 | 0.04323 | 0.04323 | 0.04323
3 | DR | D2OTH | TS27 | TS27 | 0.02253 | 0.02253 | 0.02253 | 0.02253 | 0.02253 | 0.02253 | 0.02253 | 0.02253 | 0.02253 | 0.02253 | 0.02253 | 0.02253 | 0.02253 | 0.02253 | 0.02253 | 0.02253 | 0.02253 | 0.02253 | 0.02253 | 0.02253 | 0.02253 | 0.02253 | 0.02253 | 0.02253 | 0.02253 | 0.02253 | 0.02253 | 0.02253 | 0.02253 | 0.02253 | 0.02253
3 | DR | D2OTH | TS28 | TS28 | 0.00777 | 0.00777 | 0.00777 | 0.00777 | 0.00777 | 0.00777 | 0.00777 | 0.00777 | 0.00777 | 0.00777 | 0.00777 | 0.00777 | 0.00777 | 0.00777 | 0.00777 | 0.00777 | 0.00777 | 0.00777 | 0.00777 | 0.00777 | 0.00777 | 0.00777 | 0.00777 | 0.00777 | 0.00777 | 0.00777 | 0.00777 | 0.00777 | 0.00777 | 0.00777 | 0.00777
3 | DR | D2OTH | TS29 | TS29 | 0.00568 | 0.00568 | 0.00568 | 0.00568 | 0.00568 | 0.00568 | 0.00568 | 0.00568 | 0.00568 | 0.00568 | 0.00568 | 0.00568 | 0.00568 | 0.00568 | 0.00568 | 0.00568 | 0.00568 | 0.00568 | 0.00568 | 0.00568 | 0.00568 | 0.00568 | 0.00568 | 0.00568 | 0.00568 | 0.00568 | 0.00568 | 0.00568 | 0.00568 | 0.00568 | 0.00568
3 | DR | D2OTH | TS30 | TS30 | 0.00303 | 0.00303 | 0.00303 | 0.00303 | 0.00303 | 0.00303 | 0.00303 | 0.00303 | 0.00303 | 0.00303 | 0.00303 | 0.00303 | 0.00303 | 0.00303 | 0.00303 | 0.00303 | 0.00303 | 0.00303 | 0.00303 | 0.00303 | 0.00303 | 0.00303 | 0.00303 | 0.00303 | 0.00303 | 0.00303 | 0.00303 | 0.00303 | 0.00303 | 0.00303 | 0.00303
3 | DR | D2OTH | TS31 | TS31 | 0.01807 | 0.01807 | 0.01807 | 0.01807 | 0.01807 | 0.01807 | 0.01807 | 0.01807 | 0.01807 | 0.01807 | 0.01807 | 0.01807 | 0.01807 | 0.01807 | 0.01807 | 0.01807 | 0.01807 | 0.01807 | 0.01807 | 0.01807 | 0.01807 | 0.01807 | 0.01807 | 0.01807 | 0.01807 | 0.01807 | 0.01807 | 0.01807 | 0.01807 | 0.01807 | 0.01807
3 | DR | D2OTH | TS32 | TS32 | 0.02908 | 0.02908 | 0.02908 | 0.02908 | 0.02908 | 0.02908 | 0.02908 | 0.02908 | 0.02908 | 0.02908 | 0.02908 | 0.02908 | 0.02908 | 0.02908 | 0.02908 | 0.02908 | 0.02908 | 0.02908 | 0.02908 | 0.02908 | 0.02908 | 0.02908 | 0.02908 | 0.02908 | 0.02908 | 0.02908 | 0.02908 | 0.02908 | 0.02908 | 0.02908 | 0.02908
3 | DR | D2OTH | TS33 | TS33 | 0.03915 | 0.03915 | 0.03915 | 0.03915 | 0.03915 | 0.03915 | 0.03915 | 0.03915 | 0.03915 | 0.03915 | 0.03915 | 0.03915 | 0.03915 | 0.03915 | 0.03915 | 0.03915 | 0.03915 | 0.03915 | 0.03915 | 0.03915 | 0.03915 | 0.03915 | 0.03915 | 0.03915 | 0.03915 | 0.03915 | 0.03915 | 0.03915 | 0.03915 | 0.03915 | 0.03915
3 | DR | D2OTH | TS34 | TS34 | 0.0392 | 0.0392 | 0.0392 | 0.0392 | 0.0392 | 0.0392 | 0.0392 | 0.0392 | 0.0392 | 0.0392 | 0.0392 | 0.0392 | 0.0392 | 0.0392 | 0.0392 | 0.0392 | 0.0392 | 0.0392 | 0.0392 | 0.0392 | 0.0392 | 0.0392 | 0.0392 | 0.0392 | 0.0392 | 0.0392 | 0.0392 | 0.0392 | 0.0392 | 0.0392 | 0.0392
3 | DR | D2OTH | TS35 | TS35 | 0.04062 | 0.04062 | 0.04062 | 0.04062 | 0.04062 | 0.04062 | 0.04062 | 0.04062 | 0.04062 | 0.04062 | 0.04062 | 0.04062 | 0.04062 | 0.04062 | 0.04062 | 0.04062 | 0.04062 | 0.04062 | 0.04062 | 0.04062 | 0.04062 | 0.04062 | 0.04062 | 0.04062 | 0.04062 | 0.04062 | 0.04062 | 0.04062 | 0.04062 | 0.04062 | 0.04062
3 | DR | D2OTH | TS36 | TS36 | 0.04231 | 0.04231 | 0.04231 | 0.04231 | 0.04231 | 0.04231 | 0.04231 | 0.04231 | 0.04231 | 0.04231 | 0.04231 | 0.04231 | 0.04231 | 0.04231 | 0.04231 | 0.04231 | 0.04231 | 0.04231 | 0.04231 | 0.04231 | 0.04231 | 0.04231 | 0.04231 | 0.04231 | 0.04231 | 0.04231 | 0.04231 | 0.04231 | 0.04231 | 0.04231 | 0.04231
3 | DR | D2OTH | TS37 | TS37 | 0.02204 | 0.02204 | 0.02204 | 0.02204 | 0.02204 | 0.02204 | 0.02204 | 0.02204 | 0.02204 | 0.02204 | 0.02204 | 0.02204 | 0.02204 | 0.02204 | 0.02204 | 0.02204 | 0.02204 | 0.02204 | 0.02204 | 0.02204 | 0.02204 | 0.02204 | 0.02204 | 0.02204 | 0.02204 | 0.02204 | 0.02204 | 0.02204 | 0.02204 | 0.02204 | 0.02204
3 | DR | D2OTH | TS38 | TS38 | 0.0076 | 0.0076 | 0.0076 | 0.0076 | 0.0076 | 0.0076 | 0.0076 | 0.0076 | 0.0076 | 0.0076 | 0.0076 | 0.0076 | 0.0076 | 0.0076 | 0.0076 | 0.0076 | 0.0076 | 0.0076 | 0.0076 | 0.0076 | 0.0076 | 0.0076 | 0.0076 | 0.0076 | 0.0076 | 0.0076 | 0.0076 | 0.0076 | 0.0076 | 0.0076 | 0.0076
3 | DR | D2OTH | TS39 | TS39 | 0.00556 | 0.00556 | 0.00556 | 0.00556 | 0.00556 | 0.00556 | 0.00556 | 0.00556 | 0.00556 | 0.00556 | 0.00556 | 0.00556 | 0.00556 | 0.00556 | 0.00556 | 0.00556 | 0.00556 | 0.00556 | 0.00556 | 0.00556 | 0.00556 | 0.00556 | 0.00556 | 0.00556 | 0.00556 | 0.00556 | 0.00556 | 0.00556 | 0.00556 | 0.00556 | 0.00556
3 | DR | D2OTH | TS40 | TS40 | 0.00296 | 0.00296 | 0.00296 | 0.00296 | 0.00296 | 0.00296 | 0.00296 | 0.00296 | 0.00296 | 0.00296 | 0.00296 | 0.00296 | 0.00296 | 0.00296 | 0.00296 | 0.00296 | 0.00296 | 0.00296 | 0.00296 | 0.00296 | 0.00296 | 0.00296 | 0.00296 | 0.00296 | 0.00296 | 0.00296 | 0.00296 | 0.00296 | 0.00296 | 0.00296 | 0.00296

## TEMBA demand profile
CDEL03 | S1D1 | 0.11497 | 0.11497 | 0.11497 | 0.11497 | 0.11497 | 0.11497 | 0.11497 | 0.11497 | 0.11497 | 0.11497 | 0.11497 | 0.11497 | 0.11497 | 0.11497 | 0.11497 | 0.11497 | 0.11497 | 0.11497 | 0.11497 | 0.11497 | 0.11497 | 0.11497 | 0.11497 | 0.11497 | 0.11497 | 0.11497 | 0.11497 | 0.11497 | 0.11497 | 0.11497 | 0.11497 | 0.11497 | 0.11497 | 0.11497 | 0.11497 | 0.11497 | 0.11497 | 0.11497 | 0.11497 | 0.11497 | 0.11497 | 0.11497 | 0.11497 | 0.11497 | 0.11497 | 0.11497 | 0.11497 | 0.11497 | 0.11497 | 0.11497 | 0.11497 | 0.11497 | 0.11497 | 0.11497 | 0.11497 | 0.11497
CDEL03 | S1D2 | 0.14031 | 0.14031 | 0.14031 | 0.14031 | 0.14031 | 0.14031 | 0.14031 | 0.14031 | 0.14031 | 0.14031 | 0.14031 | 0.14031 | 0.14031 | 0.14031 | 0.14031 | 0.14031 | 0.14031 | 0.14031 | 0.14031 | 0.14031 | 0.14031 | 0.14031 | 0.14031 | 0.14031 | 0.14031 | 0.14031 | 0.14031 | 0.14031 | 0.14031 | 0.14031 | 0.14031 | 0.14031 | 0.14031 | 0.14031 | 0.14031 | 0.14031 | 0.14031 | 0.14031 | 0.14031 | 0.14031 | 0.14031 | 0.14031 | 0.14031 | 0.14031 | 0.14031 | 0.14031 | 0.14031 | 0.14031 | 0.14031 | 0.14031 | 0.14031 | 0.14031 | 0.14031 | 0.14031 | 0.14031 | 0.14031
CDEL03 | S2D1 | 0.1152 | 0.1152 | 0.1152 | 0.1152 | 0.1152 | 0.1152 | 0.1152 | 0.1152 | 0.1152 | 0.1152 | 0.1152 | 0.1152 | 0.1152 | 0.1152 | 0.1152 | 0.1152 | 0.1152 | 0.1152 | 0.1152 | 0.1152 | 0.1152 | 0.1152 | 0.1152 | 0.1152 | 0.1152 | 0.1152 | 0.1152 | 0.1152 | 0.1152 | 0.1152 | 0.1152 | 0.1152 | 0.1152 | 0.1152 | 0.1152 | 0.1152 | 0.1152 | 0.1152 | 0.1152 | 0.1152 | 0.1152 | 0.1152 | 0.1152 | 0.1152 | 0.1152 | 0.1152 | 0.1152 | 0.1152 | 0.1152 | 0.1152 | 0.1152 | 0.1152 | 0.1152 | 0.1152 | 0.1152 | 0.1152
CDEL03 | S2D2 | 0.13472 | 0.13472 | 0.13472 | 0.13472 | 0.13472 | 0.13472 | 0.13472 | 0.13472 | 0.13472 | 0.13472 | 0.13472 | 0.13472 | 0.13472 | 0.13472 | 0.13472 | 0.13472 | 0.13472 | 0.13472 | 0.13472 | 0.13472 | 0.13472 | 0.13472 | 0.13472 | 0.13472 | 0.13472 | 0.13472 | 0.13472 | 0.13472 | 0.13472 | 0.13472 | 0.13472 | 0.13472 | 0.13472 | 0.13472 | 0.13472 | 0.13472 | 0.13472 | 0.13472 | 0.13472 | 0.13472 | 0.13472 | 0.13472 | 0.13472 | 0.13472 | 0.13472 | 0.13472 | 0.13472 | 0.13472 | 0.13472 | 0.13472 | 0.13472 | 0.13472 | 0.13472 | 0.13472 | 0.13472 | 0.13472
CDEL03 | S3D1 | 0.11278 | 0.11278 | 0.11278 | 0.11278 | 0.11278 | 0.11278 | 0.11278 | 0.11278 | 0.11278 | 0.11278 | 0.11278 | 0.11278 | 0.11278 | 0.11278 | 0.11278 | 0.11278 | 0.11278 | 0.11278 | 0.11278 | 0.11278 | 0.11278 | 0.11278 | 0.11278 | 0.11278 | 0.11278 | 0.11278 | 0.11278 | 0.11278 | 0.11278 | 0.11278 | 0.11278 | 0.11278 | 0.11278 | 0.11278 | 0.11278 | 0.11278 | 0.11278 | 0.11278 | 0.11278 | 0.11278 | 0.11278 | 0.11278 | 0.11278 | 0.11278 | 0.11278 | 0.11278 | 0.11278 | 0.11278 | 0.11278 | 0.11278 | 0.11278 | 0.11278 | 0.11278 | 0.11278 | 0.11278 | 0.11278
CDEL03 | S3D2 | 0.13802 | 0.13802 | 0.13802 | 0.13802 | 0.13802 | 0.13802 | 0.13802 | 0.13802 | 0.13802 | 0.13802 | 0.13802 | 0.13802 | 0.13802 | 0.13802 | 0.13802 | 0.13802 | 0.13802 | 0.13802 | 0.13802 | 0.13802 | 0.13802 | 0.13802 | 0.13802 | 0.13802 | 0.13802 | 0.13802 | 0.13802 | 0.13802 | 0.13802 | 0.13802 | 0.13802 | 0.13802 | 0.13802 | 0.13802 | 0.13802 | 0.13802 | 0.13802 | 0.13802 | 0.13802 | 0.13802 | 0.13802 | 0.13802 | 0.13802 | 0.13802 | 0.13802 | 0.13802 | 0.13802 | 0.13802 | 0.13802 | 0.13802 | 0.13802 | 0.13802 | 0.13802 | 0.13802 | 0.13802 | 0.13802
CDEL03 | S4D1 | 0.10942 | 0.10942 | 0.10942 | 0.10942 | 0.10942 | 0.10942 | 0.10942 | 0.10942 | 0.10942 | 0.10942 | 0.10942 | 0.10942 | 0.10942 | 0.10942 | 0.10942 | 0.10942 | 0.10942 | 0.10942 | 0.10942 | 0.10942 | 0.10942 | 0.10942 | 0.10942 | 0.10942 | 0.10942 | 0.10942 | 0.10942 | 0.10942 | 0.10942 | 0.10942 | 0.10942 | 0.10942 | 0.10942 | 0.10942 | 0.10942 | 0.10942 | 0.10942 | 0.10942 | 0.10942 | 0.10942 | 0.10942 | 0.10942 | 0.10942 | 0.10942 | 0.10942 | 0.10942 | 0.10942 | 0.10942 | 0.10942 | 0.10942 | 0.10942 | 0.10942 | 0.10942 | 0.10942 | 0.10942 | 0.10942
CDEL03 | S4D2 | 0.13458 | 0.13458 | 0.13458 | 0.13458 | 0.13458 | 0.13458 | 0.13458 | 0.13458 | 0.13458 | 0.13458 | 0.13458 | 0.13458 | 0.13458 | 0.13458 | 0.13458 | 0.13458 | 0.13458 | 0.13458 | 0.13458 | 0.13458 | 0.13458 | 0.13458 | 0.13458 | 0.13458 | 0.13458 | 0.13458 | 0.13458 | 0.13458 | 0.13458 | 0.13458 | 0.13458 | 0.13458 | 0.13458 | 0.13458 | 0.13458 | 0.13458 | 0.13458 | 0.13458 | 0.13458 | 0.13458 | 0.13458 | 0.13458 | 0.13458 | 0.13458 | 0.13458 | 0.13458 | 0.13458 | 0.13458 | 0.13458 | 0.13458 | 0.13458 | 0.13458 | 0.13458 | 0.13458 | 0.13458 | 0.13458

## InputActivityRatio
TECHNOLOGY | FUEL | MODEOFOPERATION |  |  | 2020 | 2021 | 2022 | 2023 | 2024 | 2025 | 2026 | 2027 | 2028 | 2029 | 2030 | 2031 | 2032 | 2033 | 2034 | 2035 | 2036 | 2037 | 2038 | 2039 | 2040 | 2041 | 2042 | 2043 | 2044 | 2045 | 2046 | 2047 | 2048 | 2049 | 2050
D2DMRELC01 | D2ELC02 | 1 | [DRC,*,D2ELC02,1,*] : | D2DMRELC01 | bar: 2020 to 2050
D2DMIELC01 | D2ELC02 | 1 | [DRC,*,D2ELC02,1,*] : | D2DMIELC01 | bar: 2020 to 2050
D2DMOELC01 | D2ELC02 | 1 | [DRC,*,D2ELC02,1,*] : | D2DMOELC01 | bar: 2020 to 2050
D2PWRTRN | D2ELC01 | 1 | [DRC,*,D2ELC01,1,*] : | D2PWRTRN | bar: 2020 to 2050
D2DSGC00 | D2DS00 | 1 | [DRC,*,D2DS00,1,*] : | D2DSGC00 | 2.86 | 2.86 | 2.86 | 2.86 | 2.86 | 2.86 | 2.86 | 2.86 | 2.86 | 2.86 | 2.86 | 2.86 | 2.86 | 2.86 | 2.86 | 2.86 | 2.86 | 2.86 | 2.86 | 2.86 | 2.86 | 2.86 | 2.86 | 2.86 | 2.86 | 2.86 | 2.86 | 2.86 | 2.86 | 2.86 | 2.86
D2HFGC00 | D2HF00 | 1 | [DRC,*,D2HF00,1,*] : | D2HFGC00 | 2.86 | 2.86 | 2.86 | 2.86 | 2.86 | 2.86 | 2.86 | 2.86 | 2.86 | 2.86 | 2.86 | 2.86 | 2.86 | 2.86 | 2.86 | 2.86 | 2.86 | 2.86 | 2.86 | 2.86 | 2.86 | 2.86 | 2.86 | 2.86 | 2.86 | 2.86 | 2.86 | 2.86 | 2.86 | 2.86 | 2.86
D2NGOC00 | D2NG00 | 1 | [DRC,*,D2NG00,1,*] : | D2NGOC00 | 2.86 | 2.86 | 2.86 | 2.86 | 2.86 | 2.86 | 2.86 | 2.86 | 2.86 | 2.86 | 2.86 | 2.86 | 2.86 | 2.86 | 2.86 | 2.86 | 2.86 | 2.86 | 2.86 | 2.86 | 2.86 | 2.86 | 2.86 | 2.86 | 2.86 | 2.86 | 2.86 | 2.86 | 2.86 | 2.86 | 2.86
D2NGCC00 | D2NG00 | 1 | [DRC,*,D2NG00,1,*] : | D2NGCC00 | 1.72 | 1.72 | 1.72 | 1.72 | 1.72 | 1.72 | 1.72 | 1.72 | 1.72 | 1.72 | 1.72 | 1.72 | 1.72 | 1.72 | 1.72 | 1.72 | 1.72 | 1.72 | 1.72 | 1.72 | 1.72 | 1.72 | 1.72 | 1.72 | 1.72 | 1.72 | 1.72 | 1.72 | 1.72 | 1.72 | 1.72
D2NGEC00 | D2NG00 | 1 | [DRC,*,D2NG00,1,*] : | D2NGEC00 | 2.22 | 2.22 | 2.22 | 2.22 | 2.22 | 2.22 | 2.22 | 2.22 | 2.22 | 2.22 | 2.22 | 2.22 | 2.22 | 2.22 | 2.22 | 2.22 | 2.22 | 2.22 | 2.22 | 2.22 | 2.22 | 2.22 | 2.22 | 2.22 | 2.22 | 2.22 | 2.22 | 2.22 | 2.22 | 2.22 | 2.22
D2BMBC00 | D2BM00 | 1 | [DRC,*,D2BM00,1,*] : | D2BMBC00 | 3.85 | 3.85 | 3.85 | 3.85 | 3.85 | 3.85 | 3.85 | 3.85 | 3.85 | 3.85 | 3.85 | 3.85 | 3.85 | 3.85 | 3.85 | 3.85 | 3.85 | 3.85 | 3.85 | 3.85 | 3.85 | 3.85 | 3.85 | 3.85 | 3.85 | 3.85 | 3.85 | 3.85 | 3.85 | 3.85 | 3.85
D2BWWC00 | D2BW00 | 1 | [DRC,*,D2BW00,1,*] : | D2BWWC00 | 3.85 | 3.85 | 3.85 | 3.85 | 3.85 | 3.85 | 3.85 | 3.85 | 3.85 | 3.85 | 3.85 | 3.85 | 3.85 | 3.85 | 3.85 | 3.85 | 3.85 | 3.85 | 3.85 | 3.85 | 3.85 | 3.85 | 3.85 | 3.85 | 3.85 | 3.85 | 3.85 | 3.85 | 3.85 | 3.85 | 3.85
D2HYKC01 | D2HY00 | 1 | [DRC,*,D2HY00,1,*] : | D2HYKC01 | bar: 2020 to 2050
D2HYMC01 | D2HY00 | 1 | [DRC,*,D2HY00,1,*] : | D2HYMC01 | bar: 2020 to 2050
D2HYKC02 | D2HY00 | 1 | [DRC,*,D2HY00,1,*] : | D2HYKC02 | bar: 2020 to 2050
D2HYKC03 | D2HY00 | 1 | [DRC,*,D2HY00,1,*] : | D2HYKC03 | bar: 2020 to 2050
D2HYBC01 | D2HY00 | 1 | [DRC,*,D2HY00,1,*] : | D2HYBC01 | bar: 2020 to 2050
D2SOPC3750 | D2SO00 | 1 | [DRC,*,D2SO00,1,*] : | D2SOPC3750 | bar: 2020 to 2050
D2SOPC1354 | D2SO00 | 1 | [DRC,*,D2SO00,1,*] : | D2SOPC1354 | bar: 2020 to 2050
D2SOPC1390 | D2SO00 | 1 | [DRC,*,D2SO00,1,*] : | D2SOPC1390 | bar: 2020 to 2050
D2SOPC1364 | D2SO00 | 1 | [DRC,*,D2SO00,1,*] : | D2SOPC1364 | bar: 2020 to 2050
D2SOPC1367 | D2SO00 | 1 | [DRC,*,D2SO00,1,*] : | D2SOPC1367 | bar: 2020 to 2050
D2SOPC1331 | D2SO00 | 1 | [DRC,*,D2SO00,1,*] : | D2SOPC1331 | bar: 2020 to 2050
D2SOPC1355 | D2SO00 | 1 | [DRC,*,D2SO00,1,*] : | D2SOPC1355 | bar: 2020 to 2050
D2SOTN00 | D2SO00 | 1 | [DRC,*,D2SO00,1,*] : | D2SOTN00 | bar: 2020 to 2050
D2WDLC2 | D2WD00 | 1 | [DRC,*,D2WD00,1,*] : | D2WDLC2 | bar: 2020 to 2050
D2WDLC3 | D2WD00 | 1 | [DRC,*,D2WD00,1,*] : | D2WDLC3 | bar: 2020 to 2050
D2WDLC4 | D2WD00 | 1 | [DRC,*,D2WD00,1,*] : | D2WDLC4 | bar: 2020 to 2050
D2WDLC6 | D2WD00 | 1 | [DRC,*,D2WD00,1,*] : | D2WDLC6 | bar: 2020 to 2050
D2WDLC7 | D2WD00 | 1 | [DRC,*,D2WD00,1,*] : | D2WDLC7 | bar: 2020 to 2050
D2WDLC8 | D2WD00 | 1 | [DRC,*,D2WD00,1,*] : | D2WDLC8 | bar: 2020 to 2050
D2WDLC10 | D2WD00 | 1 | [DRC,*,D2WD00,1,*] : | D2WDLC10 | bar: 2020 to 2050
D2HLT0180 | D2HY00 | 1 | [DRC,*,D2HY00,1,*] : | D2HLT0180 | bar: 2020 to 2050
D2HLT0181 | D2HY00 | 1 | [DRC,*,D2HY00,1,*] : | D2HLT0181 | bar: 2020 to 2050
D2HSF0779 | D2HY00 | 1 | [DRC,*,D2HY00,1,*] : | D2HSF0779 | bar: 2020 to 2050
D2HSF0893 | D2HY00 | 1 | [DRC,*,D2HY00,1,*] : | D2HSF0893 | bar: 2020 to 2050
D2HSF0915 | D2HY00 | 1 | [DRC,*,D2HY00,1,*] : | D2HSF0915 | bar: 2020 to 2050
D2HLT0165 | D2HY00 | 1 | [DRC,*,D2HY00,1,*] : | D2HLT0165 | bar: 2020 to 2050
D2HLT0166 | D2HY00 | 1 | [DRC,*,D2HY00,1,*] : | D2HLT0166 | bar: 2020 to 2050
D2HLT0171 | D2HY00 | 1 | [DRC,*,D2HY00,1,*] : | D2HLT0171 | bar: 2020 to 2050
D2HLT0182 | D2HY00 | 1 | [DRC,*,D2HY00,1,*] : | D2HLT0182 | bar: 2020 to 2050
D2HSF0852 | D2HY00 | 1 | [DRC,*,D2HY00,1,*] : | D2HSF0852 | bar: 2020 to 2050
D2HSF0910 | D2HY00 | 1 | [DRC,*,D2HY00,1,*] : | D2HSF0910 | bar: 2020 to 2050
D2HSF0969 | D2HY00 | 1 | [DRC,*,D2HY00,1,*] : | D2HSF0969 | bar: 2020 to 2050
D2HLT0075 | D2HY00 | 1 | [DRC,*,D2HY00,1,*] : | D2HLT0075 | bar: 2020 to 2050
D2HLT0084 | D2HY00 | 1 | [DRC,*,D2HY00,1,*] : | D2HLT0084 | bar: 2020 to 2050
D2HLT0091 | D2HY00 | 1 | [DRC,*,D2HY00,1,*] : | D2HLT0091 | bar: 2020 to 2050
D2HLT0094 | D2HY00 | 1 | [DRC,*,D2HY00,1,*] : | D2HLT0094 | bar: 2020 to 2050
D2HLT0138 | D2HY00 | 1 | [DRC,*,D2HY00,1,*] : | D2HLT0138 | bar: 2020 to 2050
D2HLT0139 | D2HY00 | 1 | [DRC,*,D2HY00,1,*] : | D2HLT0139 | bar: 2020 to 2050
D2HLT0140 | D2HY00 | 1 | [DRC,*,D2HY00,1,*] : | D2HLT0140 | bar: 2020 to 2050
D2HLT0141 | D2HY00 | 1 | [DRC,*,D2HY00,1,*] : | D2HLT0141 | bar: 2020 to 2050

## OutputActivityRatio
TECHNOLOGY | FUEL | MODEOFOPERATION |  |  | 2020 | 2021 | 2022 | 2023 | 2024 | 2025 | 2026 | 2027 | 2028 | 2029 | 2030 | 2031 | 2032 | 2033 | 2034 | 2035 | 2036 | 2037 | 2038 | 2039 | 2040 | 2041 | 2042 | 2043 | 2044 | 2045 | 2046 | 2047 | 2048 | 2049 | 2050 | Source
D2DMRELC01 | D2RES | 1 | [DRC,*,D2RES,1,*] : | D2DMRELC01 | bar: 2020 to 2050
D2DMIELC01 | D2IND | 1 | [DRC,*,D2IND,1,*] : | D2DMIELC01 | bar: 2020 to 2050
D2DMOELC01 | D2OTH | 1 | [DRC,*,D2OTH,1,*] : | D2DMOELC01 | bar: 2020 to 2050
D2BM00X00 | D2BM00 | 1 | [DRC,*,D2BM00,1,*] : | D2BM00X00 | bar: 2020 to 2050
D2BW00X00 | D2BW00 | 1 | [DRC,*,D2BW00,1,*] : | D2BW00X00 | bar: 2020 to 2050
D2HY00X00 | D2HY00 | 1 | [DRC,*,D2HY00,1,*] : | D2HY00X00 | bar: 2020 to 2050
D2SO00X00 | D2SO00 | 1 | [DRC,*,D2SO00,1,*] : | D2SO00X00 | bar: 2020 to 2050
D2WD00X00 | D2WD00 | 1 | [DRC,*,D2WD00,1,*] : | D2WD00X00 | bar: 2020 to 2050
D2HF00I00 | D2HF00 | 1 | [DRC,*,D2HF00,1,*] : | D2HF00I00 | bar: 2020 to 2050
D2DS00I00 | D2DS00 | 1 | [DRC,*,D2DS00,1,*] : | D2DS00I00 | bar: 2020 to 2050
D2NG00X00 | D2NG00 | 1 | [DRC,*,D2NG00,1,*] : | D2NG00X00 | bar: 2020 to 2050
D2CO00X00 | D2CO00 | 1 | [DRC,*,D2CO00,1,*] : | D2CO00X00 | bar: 2020 to 2050
D2PWRTRN | D2ELC02 | 1 | [DRC,*,D2ELC02,1,*] : | D2PWRTRN | 0.8 | 0.808 | 0.816 | 0.824 | 0.832 | 0.84 | 0.848 | 0.856 | 0.864 | 0.872 | 0.88 | 0.888 | 0.896 | 0.904 | 0.912 | 0.92 | 0.928 | 0.936 | 0.944 | 0.952 | 0.95 | 0.95 | 0.95 | 0.95 | 0.95 | 0.95 | 0.95 | 0.95 | 0.95 | 0.95 | 0.95 | IRENA, TEMBA has constant 0.95
D2IMPELC | D2ELC01 | 1 | [DRC,*,D2ELC01,1,*] : | D2IMPELC | bar: 2020 to 2050
D2DSGC00 | D2ELC01 | 1 | [DRC,*,D2ELC01,1,*] : | D2DSGC00 | bar: 2020 to 2050
D2HFGC00 | D2ELC01 | 1 | [DRC,*,D2ELC01,1,*] : | D2HFGC00 | bar: 2020 to 2050
D2NGOC00 | D2ELC01 | 1 | [DRC,*,D2ELC01,1,*] : | D2NGOC00 | bar: 2020 to 2050
D2NGCC00 | D2ELC01 | 1 | [DRC,*,D2ELC01,1,*] : | D2NGCC00 | bar: 2020 to 2050
D2NGEC00 | D2ELC01 | 1 | [DRC,*,D2ELC01,1,*] : | D2NGEC00 | bar: 2020 to 2050
D2BMBC00 | D2ELC01 | 1 | [DRC,*,D2ELC01,1,*] : | D2BMBC00 | bar: 2020 to 2050
D2BWWC00 | D2ELC01 | 1 | [DRC,*,D2ELC01,1,*] : | D2BWWC00 | bar: 2020 to 2050
D2HYKC01 | D2ELC01 | 1 | [DRC,*,D2ELC01,1,*] : | D2HYKC01 | bar: 2020 to 2050
D2HYMC01 | D2ELC01 | 1 | [DRC,*,D2ELC01,1,*] : | D2HYMC01 | bar: 2020 to 2050
D2HYKC02 | D2ELC01 | 1 | [DRC,*,D2ELC01,1,*] : | D2HYKC02 | bar: 2020 to 2050
D2HYKC03 | D2ELC01 | 1 | [DRC,*,D2ELC01,1,*] : | D2HYKC03 | bar: 2020 to 2050
D2HYBC01 | D2ELC01 | 1 | [DRC,*,D2ELC01,1,*] : | D2HYBC01 | bar: 2020 to 2050
D2SOPC3750 | D2ELC01 | 1 | [DRC,*,D2ELC01,1,*] : | D2SOPC3750 | bar: 2020 to 2050
D2SOPC1354 | D2ELC01 | 1 | [DRC,*,D2ELC01,1,*] : | D2SOPC1354 | bar: 2020 to 2050
D2SOPC1390 | D2ELC01 | 1 | [DRC,*,D2ELC01,1,*] : | D2SOPC1390 | bar: 2020 to 2050
D2SOPC1364 | D2ELC01 | 1 | [DRC,*,D2ELC01,1,*] : | D2SOPC1364 | bar: 2020 to 2050
D2SOPC1367 | D2ELC01 | 1 | [DRC,*,D2ELC01,1,*] : | D2SOPC1367 | bar: 2020 to 2050
D2SOPC1331 | D2ELC01 | 1 | [DRC,*,D2ELC01,1,*] : | D2SOPC1331 | bar: 2020 to 2050
D2SOPC1355 | D2ELC01 | 1 | [DRC,*,D2ELC01,1,*] : | D2SOPC1355 | bar: 2020 to 2050
D2SOTN00 | D2ELC01 | 1 | [DRC,*,D2ELC01,1,*] : | D2SOTN00 | bar: 2020 to 2050
D2WDLC2 | D2ELC01 | 1 | [DRC,*,D2ELC01,1,*] : | D2WDLC2 | bar: 2020 to 2050
D2WDLC3 | D2ELC01 | 1 | [DRC,*,D2ELC01,1,*] : | D2WDLC3 | bar: 2020 to 2050
D2WDLC4 | D2ELC01 | 1 | [DRC,*,D2ELC01,1,*] : | D2WDLC4 | bar: 2020 to 2050
D2WDLC6 | D2ELC01 | 1 | [DRC,*,D2ELC01,1,*] : | D2WDLC6 | bar: 2020 to 2050
D2WDLC7 | D2ELC01 | 1 | [DRC,*,D2ELC01,1,*] : | D2WDLC7 | bar: 2020 to 2050
D2WDLC8 | D2ELC01 | 1 | [DRC,*,D2ELC01,1,*] : | D2WDLC8 | bar: 2020 to 2050
D2WDLC10 | D2ELC01 | 1 | [DRC,*,D2ELC01,1,*] : | D2WDLC10 | bar: 2020 to 2050
D2HLT0180 | D2ELC01 | 1 | [DRC,*,D2ELC01,1,*] : | D2HLT0180 | bar: 2020 to 2050
D2HLT0181 | D2ELC01 | 1 | [DRC,*,D2ELC01,1,*] : | D2HLT0181 | bar: 2020 to 2050
D2HSF0779 | D2ELC01 | 1 | [DRC,*,D2ELC01,1,*] : | D2HSF0779 | bar: 2020 to 2050
D2HSF0893 | D2ELC01 | 1 | [DRC,*,D2ELC01,1,*] : | D2HSF0893 | bar: 2020 to 2050
D2HSF0915 | D2ELC01 | 1 | [DRC,*,D2ELC01,1,*] : | D2HSF0915 | bar: 2020 to 2050
D2HLT0165 | D2ELC01 | 1 | [DRC,*,D2ELC01,1,*] : | D2HLT0165 | bar: 2020 to 2050
D2HLT0166 | D2ELC01 | 1 | [DRC,*,D2ELC01,1,*] : | D2HLT0166 | bar: 2020 to 2050
D2HLT0171 | D2ELC01 | 1 | [DRC,*,D2ELC01,1,*] : | D2HLT0171 | bar: 2020 to 2050
D2HLT0182 | D2ELC01 | 1 | [DRC,*,D2ELC01,1,*] : | D2HLT0182 | bar: 2020 to 2050
D2HSF0852 | D2ELC01 | 1 | [DRC,*,D2ELC01,1,*] : | D2HSF0852 | bar: 2020 to 2050
D2HSF0910 | D2ELC01 | 1 | [DRC,*,D2ELC01,1,*] : | D2HSF0910 | bar: 2020 to 2050
D2HSF0969 | D2ELC01 | 1 | [DRC,*,D2ELC01,1,*] : | D2HSF0969 | bar: 2020 to 2050
D2HLT0075 | D2ELC01 | 1 | [DRC,*,D2ELC01,1,*] : | D2HLT0075 | bar: 2020 to 2050
D2HLT0084 | D2ELC01 | 1 | [DRC,*,D2ELC01,1,*] : | D2HLT0084 | bar: 2020 to 2050
D2HLT0091 | D2ELC01 | 1 | [DRC,*,D2ELC01,1,*] : | D2HLT0091 | bar: 2020 to 2050
D2HLT0094 | D2ELC01 | 1 | [DRC,*,D2ELC01,1,*] : | D2HLT0094 | bar: 2020 to 2050
D2HLT0138 | D2ELC01 | 1 | [DRC,*,D2ELC01,1,*] : | D2HLT0138 | bar: 2020 to 2050
D2HLT0139 | D2ELC01 | 1 | [DRC,*,D2ELC01,1,*] : | D2HLT0139 | bar: 2020 to 2050
D2HLT0140 | D2ELC01 | 1 | [DRC,*,D2ELC01,1,*] : | D2HLT0140 | bar: 2020 to 2050
D2HLT0141 | D2ELC01 | 1 | [DRC,*,D2ELC01,1,*] : | D2HLT0141 | bar: 2020 to 2050

## FUEL
REGION | Description | Name | Name in model
D2 | Extraction of Bagasse | BM00 | D2BM00
D2 | Extraction of Wood | BW00 | D2BW00
D2 | Supply of Hydro | HY00 | D2HY00
D2 | Supply of Solar | SO00 | D2SO00
D2 | Supply of Wind | WD00 | D2WD00
D2 | Import of HFO | HF00 | D2HF00
D2 | Import of Diesel | DS00 | D2DS00
D2 | Extraction of Natural Gas | NG00 | D2NG00
D2 | Extraction of Coal | CO00 | D2CO00
D2 | Electricity from power plants | ELC01 | D2ELC01
D2 | Electricity transmitted | ELC02 | D2ELC02
D2 | Household | D2RES | D2RES
D2 | Industry | D2IND | D2IND
D2 | Other | D2OTH | D2OTH

## TECHNOLOGY
Region | Description | name | name in model | Input fuel | Output fuel | Status | Capacity Threshold | OperationalLife | CapacityToActivityUnit | First year of operation | Efficiency | Minimum utilisation | Availibility factor | Capacity | Max Capacity | Reported current capacity | Capital ($/kW) 2017 | Capital 2020 | Capital 2025 | Capital 2030 | Capital 2035 | Capital 2040 | Fixed ($/kW) | Fixed 2020 | Fixed 2025 | Fixed 2030 | Fixed 2035 | Fixed 2040 | Variable 2020 | Variable 2021 | Variable 2022 | Variable 2023 | Variable 2024 | Variable 2025 | Variable 2026 | Variable 2027 | Variable 2028 | Variable 2029 | Variable 2030 | Variable 2031 | Variable 2032 | Variable 2033 | Variable 2034 | Variable 2035 | Variable 2036 | Variable 2037 | Variable 2038 | Variable 2039 | Variable 2040 | Source |  | LCOE
D2 | Demand Technologies | DMRELC01 | D2DMRELC01 | D2ELC02 | D2RES | New Generic | 9999 | 40 | 1 | 2017 | 1 | 1 | 1 | 1 | 9999 |  | 0 | 0 | 0 | 0 | 0 | 0 | 0 | 0 | 0 | 0 | 0 | 0 | 0 | 0 | 0 | 0 | 0 | 0 | 0 | 0 | 0 | 0 | 0 | 0 | 0 | 0 | 0 | 0 | 0 | 0 | 0 | 0 | 0 | ESRG
D2 | Demand Technologies | DMIELC01 | D2DMIELC01 | D2ELC02 | D2IND | New Generic | 9999 | 40 | 1 | 2017 | 1 | 1 | 1 | 1 | 9999 |  | 0 | 0 | 0 | 0 | 0 | 0 | 0 | 0 | 0 | 0 | 0 | 0 | 0 | 0 | 0 | 0 | 0 | 0 | 0 | 0 | 0 | 0 | 0 | 0 | 0 | 0 | 0 | 0 | 0 | 0 | 0 | 0 | 0 | ESRG
D2 | Demand Technologies | DMOELC01 | D2DMOELC01 | D2ELC02 | D2OTH | New Generic | 9999 | 40 | 1 | 2017 | 1 | 1 | 1 | 1 | 9999 |  | 0 | 0 | 0 | 0 | 0 | 0 | 0 | 0 | 0 | 0 | 0 | 0 | 0 | 0 | 0 | 0 | 0 | 0 | 0 | 0 | 0 | 0 | 0 | 0 | 0 | 0 | 0 | 0 | 0 | 0 | 0 | 0 | 0 | ESRG
D2 | Extraction of Bagasse | BM00X00 | D2BM00X00 |  | D2BM00 | New Generic | 9999 | 40 | 1 | 2017 | 1 | 1 | 1 | 1 | 9999 |  | 0 | 0 | 0 | 0 | 0 | 0 | 0 | 0 | 0 | 0 | 0 | 0 | 0 | 0 | 0 | 0 | 0 | 0 | 0 | 0 | 0 | 0 | 0 | 0 | 0 | 0 | 0 | 0 | 0 | 0 | 0 | 0 | 0 | IRENA
D2 | Extraction of Wood | BW00X00 | D2BW00X00 |  | D2BW00 | New Generic | 9999 | 40 | 1 | 2017 | 1 | 1 | 1 | 1 | 9999 |  | 0 | 0 | 0 | 0 | 0 | 0 | 0 | 0 | 0 | 0 | 0 | 0 | 10.3 | 10.3 | 10.3 | 10.3 | 10.3 | 10.3 | 10.3 | 10.3 | 10.3 | 10.3 | 10.3 | 10.3 | 10.3 | 10.3 | 10.3 | 10.3 | 10.3 | 10.3 | 10.3 | 10.3 | 10.3 | IRENA
D2 | Supply of Hydro | HY00X00 | D2HY00X00 |  | D2HY00 | New Generic | 9999 | 40 | 1 | 2017 | 1 | 1 | 1 | 1 | 9999 |  | 0 | 0 | 0 | 0 | 0 | 0 | 0 | 0 | 0 | 0 | 0 | 0 | 0 | 0 | 0 | 0 | 0 | 0 | 0 | 0 | 0 | 0 | 0 | 0 | 0 | 0 | 0 | 0 | 0 | 0 | 0 | 0 | 0 | IRENA
D2 | Supply of Solar | SO00X00 | D2SO00X00 |  | D2SO00 | New Generic | 9999 | 40 | 1 | 2017 | 1 | 1 | 1 | 1 | 9999 |  | 0 | 0 | 0 | 0 | 0 | 0 | 0 | 0 | 0 | 0 | 0 | 0 | 0 | 0 | 0 | 0 | 0 | 0 | 0 | 0 | 0 | 0 | 0 | 0 | 0 | 0 | 0 | 0 | 0 | 0 | 0 | 0 | 0 | IRENA
D2 | Supply of Wind | WD00X00 | D2WD00X00 |  | D2WD00 | New Generic | 9999 | 40 | 1 | 2017 | 1 | 1 | 1 | 1 | 9999 |  | 0 | 0 | 0 | 0 | 0 | 0 | 0 | 0 | 0 | 0 | 0 | 0 | 0 | 0 | 0 | 0 | 0 | 0 | 0 | 0 | 0 | 0 | 0 | 0 | 0 | 0 | 0 | 0 | 0 | 0 | 0 | 0 | 0 | IRENA
D2 | Import of HFO | HF00I00 | D2HF00I00 |  | D2HF00 | New Generic | 9999 | 40 | 1 | 2017 | 1 | 1 | 1 | 1 | 9999 |  | 0 | 0 | 0 | 0 | 0 | 0 | 0 | 0 | 0 | 0 | 0 | 0 | 9.2998 | 9.7 | 10.0999 | 10.5001 | 10.8999 | 11.3001 | 11.7 | 12.1 | 12.5 | 12.9 | 13.3 | 13.46 | 13.62 | 13.78 | 13.94 | 14.1001 | 14.26 | 14.42 | 14.58 | 14.74 | 14.9001 | IRENA
D2 | Import of Diesel | DS00I00 | D2DS00I00 |  | D2DS00 | New Generic | 9999 | 40 | 1 | 2017 | 1 | 1 | 1 | 1 | 9999 |  | 0 | 0 | 0 | 0 | 0 | 0 | 0 | 0 | 0 | 0 | 0 | 0 | 13.6333 | 14.2199 | 14.8066 | 15.3932 | 15.9801 | 16.5668 | 17.15 | 17.74 | 18.33 | 18.92 | 19.4999 | 19.73 | 19.96 | 20.19 | 20.42 | 20.6501 | 20.88 | 21.11 | 21.34 | 21.57 | 21.7998 | IRENA
D2 | Extraction of Natural Gas | NG00X00 | D2NG00X00 |  | D2NG00 | New Generic | 9999 | 40 | 1 | 2017 | 1 | 1 | 1 | 1 | 9999 |  | 0 | 0 | 0 | 0 | 0 | 0 | 0 | 0 | 0 | 0 | 0 | 0 | 7.4001 | 7.5599 | 7.7201 | 7.8799 | 8.04 | 8.2002 | 8.36 | 8.52 | 8.68 | 8.84 | 8.9999 | 9.22 | 9.44 | 9.66 | 9.88 | 10.0999 | 10.32 | 10.54 | 10.76 | 10.98 | 11.1999 | IRENA
D2 | Extraction of Coal | CO00X00 | D2CO00X00 |  | D2CO00 | New Generic | 9999 | 40 | 1 | 2017 | 1 | 1 | 1 | 1 | 9999 |  | 0 | 0 | 0 | 0 | 0 | 0 | 0 | 0 | 0 | 0 | 0 | 0 | 3.2002 | 3.2201 | 3.2401 | 3.2601 | 3.2801 | 3.3 | 3.32 | 3.34 | 3.36 | 3.38 | 3.3999 | 3.43 | 3.46 | 3.49 | 3.52 | 3.5499 | 3.58 | 3.61 | 3.64 | 3.67 | 3.6999 | IRENA for costs, TEMBA for life
D2 | Transmission | PWRTRN | D2PWRTRN | D2ELC01 | D2ELC02 | New Generic | 9999 | 70 | 1 | 2017 | 0.8 | 1 | 1 | 1 | 9999 |  | 200 | 200 | 200 | 200 | 200 | 200 | 20 | 20 | 20 | 20 | 20 | 20 | 0 | 0 | 0 | 0 | 0 | 0 | 0 | 0 | 0 | 0 | 0 | 0 | 0 | 0 | 0 | 0 | 0 | 0 | 0 | 0 | 0 | IRENA
D2 | IMPELC | IMPELC | D2IMPELC |  | D2ELC01 | New Generic | 9999 | 40 | 1 | 2017 | 1 | 1 | 1 | 1 | 9999 |  | 0 | 0 | 0 | 0 | 0 | 0 | 0 | 0 | 0 | 0 | 0 | 0 | 999 | 999 | 999 | 999 | 999 | 999 | 999 | 999 | 999 | 999 | 999 | 999 | 999 | 999 | 999 | 999 | 999 | 999 | 999 | 999 | 999 | Dummy
D2 | Generic Diesel Centralized | DSGC00 | D2DSGC00 | D2DS00 | D2ELC01 | New Generic | 0.2 | 25 | 31.536 | 2023 | 2.8571 | 0.05 | 0.894 | 0.894 | 0.2 |  | 1162.02 | 1162.02 | 1162.02 | 1162.02 | 1162.02 | 1162.02 | 35.31 | 35.31 | 35.31 | 35.31 | 35.31 | 35.31 | 0 | 0 | 0 | 0 | 0 | 0 | 0 | 0 | 0 | 0 | 0 | 0 | 0 | 0 | 0 | 0 | 0 | 0 | 0 | 0 | 0 | IRENA
D2 | Generic HFO | HFGC00 | D2HFGC00 | D2HF00 | D2ELC01 | New Generic | 0.2 | 25 | 31.536 | 2023 | 2.8571 | 0.05 | 0.89 | 0.89 | 0.2 |  | 1162.02 | 1162.02 | 1162.02 | 1162.02 | 1162.02 | 1162.02 | 35.31 | 35.31 | 35.31 | 35.31 | 35.31 | 35.31 | 0 | 0 | 0 | 0 | 0 | 0 | 0 | 0 | 0 | 0 | 0 | 0 | 0 | 0 | 0 | 0 | 0 | 0 | 0 | 0 | 0 | IRENA
D2 | Generic Gas Open Cycle | NGOC00 | D2NGOC00 | D2NG00 | D2ELC01 | New Generic | 0.2 | 25 | 31.536 | 2024 | 2.8571 | 0.05 | 0.92 | 0.92 | 0.2 |  | 850.65 | 850.65 | 850.65 | 850.65 | 850.65 | 850.65 | 25.68 | 25.68 | 25.68 | 25.68 | 25.68 | 25.68 | 0 | 0 | 0 | 0 | 0 | 0 | 0 | 0 | 0 | 0 | 0 | 0 | 0 | 0 | 0 | 0 | 0 | 0 | 0 | 0 | 0 | IRENA
D2 | Generic Gas Combined Cycle | NGCC00 | D2NGCC00 | D2NG00 | D2ELC01 | New Generic | 0.3 | 30 | 31.536 | 2024 | 1.7241 | 0.15 | 0.92 | 0.92 | 0.3 |  | 1084.98 | 1084.98 | 1084.98 | 1084.98 | 1084.98 | 1084.98 | 32.1 | 32.1 | 32.1 | 32.1 | 32.1 | 32.1 | 0 | 0 | 0 | 0 | 0 | 0 | 0 | 0 | 0 | 0 | 0 | 0 | 0 | 0 | 0 | 0 | 0 | 0 | 0 | 0 | 0 | IRENA
D2 | Generic Gas Engine | NGEC00 | D2NGEC00 | D2NG00 | D2ELC01 | New Generic | 0.1 | 25 | 31.536 | 2024 | 2.2222 | 0.05 | 0.92 | 0.92 | 0.1 |  | 1162.02 | 1162.02 | 1162.02 | 1162.02 | 1162.02 | 1162.02 | 35.31 | 35.31 | 33 | 33 | 33 | 33 | 0 | 0 | 0 | 0 | 0 | 0 | 0 | 0 | 0 | 0 | 0 | 0 | 0 | 0 | 0 | 0 | 0 | 0 | 0 | 0 | 0 | IRENA
D2 | Generic Bagasse | BMBC00 | D2BMBC00 | D2BM00 | D2ELC01 | New Generic | 0 | 25 | 31.536 | 2024 | 3.8462 | 0.2 | 0.818 | 0.818 | 0 |  | 2580.84 | 2580.84 | 2580.84 | 2580.84 | 2580.84 | 2580.84 | 82.5826 | 82.5826 | 77.18 | 77.18 | 77.18 | 77.18 | 4.47 | 4.47 | 4.47 | 4.47 | 4.47 | 4.47 | 4.47 | 4.47 | 4.47 | 4.47 | 4.47 | 4.47 | 4.47 | 4.47 | 4.47 | 4.47 | 4.47 | 4.47 | 4.47 | 4.47 | 4.47 | IRENA
D2 | Generic Wood | BWWC00 | D2BWWC00 | D2BW00 | D2ELC01 | New Generic | 0 | 15 | 31.536 | 2024 | 3.8462 | 0.2 | 0.818 | 0.818 | 0 |  | 2580.84 | 2580.84 | 2580.84 | 2580.84 | 2580.84 | 2580.84 | 82.5826 | 82.5826 | 77.18 | 77.18 | 77.18 | 77.18 | 4.47 | 4.47 | 4.47 | 4.47 | 4.47 | 4.47 | 4.47 | 4.47 | 4.47 | 4.47 | 4.47 | 4.47 | 4.47 | 4.47 | 4.47 | 4.47 | 4.47 | 4.47 | 4.47 | 4.47 | 4.47 | IRENA
D2 | Hydro Koni | HYKC01 | D2HYKC01 | D2HY00 | D2ELC01 | Existing | 0.026 | 110 | 31.536 | 1950 | 1 | 0 | 0.4 | 0.6 | 0.04212 | 0.075 | 2830.2 | 2830.2 | 2830.2 | 2830.2 | 2830.2 | 2830.2 | 90 | 90 | 90 | 90 | 90 | 90 | 0 | 0 | 0 | 0 | 0 | 0 | 0 | 0 | 0 | 0 | 0 | 0 | 0 | 0 | 0 | 0 | 0 | 0 | 0 | 0 | 0 | IRENA
D2 | Hydro Mwadingusha | HYMC01 | D2HYMC01 | D2HY00 | D2ELC01 | Existing | 0 | 100 | 31.536 | 1954 | 1 | 0 | 0.4 | 0.6 | 0.068 | 0.072 | 2830.2 | 2830.2 | 2830.2 | 2830.2 | 2830.2 | 2830.2 | 90 | 90 | 90 | 90 | 90 | 90 | 0 | 0 | 0 | 0 | 0 | 0 | 0 | 0 | 0 | 0 | 0 | 0 | 0 | 0 | 0 | 0 | 0 | 0 | 0 | 0 | 0 | IRENA
D2 | Hydro Nzilo | HYKC02 | D2HYKC02 | D2HY00 | D2ELC01 | Existing | 0.1 | 100 | 31.536 | 1954 | 1 | 0 | 0.4 | 0.6 | 0.11 | 0.075 | 2830.2 | 2830.2 | 2830.2 | 2830.2 | 2830.2 | 2830.2 | 90 | 90 | 90 | 90 | 90 | 90 | 0 | 0 | 0 | 0 | 0 | 0 | 0 | 0 | 0 | 0 | 0 | 0 | 0 | 0 | 0 | 0 | 0 | 0 | 0 | 0 | 0 | IRENA
D2 | Hydro Nseke | HYKC03 | D2HYKC03 | D2HY00 | D2ELC01 | Existing | 0.1863 | 100 | 31.536 | 1957 | 1 | 0 | 0.4 | 0.6 | 0.248 | 0.1863 | 2830.2 | 2830.2 | 2830.2 | 2830.2 | 2830.2 | 2830.2 | 90 | 90 | 90 | 90 | 90 | 90 | 0 | 0 | 0 | 0 | 0 | 0 | 0 | 0 | 0 | 0 | 0 | 0 | 0 | 0 | 0 | 0 | 0 | 0 | 0 | 0 | 0 | IRENA
D2 | Hydro Busanga | HYBC01 | D2HYBC01 | D2HY00 | D2ELC01 | Existing | 0.06 | 50 | 31.536 | 2020 | 1 | 0 | 0.4 | 0.6 | 0.24 | 0.06 | 2830.2 | 2830.2 | 2830.2 | 2830.2 | 2830.2 | 2830.2 | 90 | 90 | 90 | 90 | 90 | 90 | 0 | 0 | 0 | 0 | 0 | 0 | 0 | 0 | 0 | 0 | 0 | 0 | 0 | 0 | 0 | 0 | 0 | 0 | 0 | 0 | 0 | IRENA
D2 | PVS3750 | SOPC3750 | D2SOPC3750 | D2SO00 | D2ELC01 | New Specific | 0.024 | 25 | 31.536 | 2022 | 1 | 0 | 1 | NA | 0.024 | 0 | 2292.188 | 1581.12 | 1351.84 | 1122.56 | 893.28 | 664 | 39.488 | 50 | 40 | 30 | 20 | 9.97 | 0 | 0 | 0 | 0 | 0 | 0 | 0 | 0 | 0 | 0 | 0 | 0 | 0 | 0 | 0 | 0 | 0 | 0 | 0 | 0 | 0 | 0 | 0 | 0 | 0 | 0
D2 | PVS1343 | SOPC1354 | D2SOPC1354 | D2SO00 | D2ELC01 | New Specific | 2.935 | 25 | 31.536 | 2022 | 1 | 0 | 1 | NA | 2.935 | 0 | 2297.028 | 1594.21 | 1363.1575 | 1132.105 | 901.0525 | 670 | 39.488 | 50 | 40 | 30 | 20 | 9.97 | 0 | 0 | 0 | 0 | 0 | 0 | 0 | 0 | 0 | 0 | 0 | 0 | 0 | 0 | 0 | 0 | 0 | 0 | 0 | 0 | 0 | 0 | 0 | 0 | 0 | 0
D2 | PVS1354 | SOPC1390 | D2SOPC1390 | D2SO00 | D2ELC01 | New Specific | 0.383 | 25 | 31.536 | 2022 | 1 | 0 | 1 | NA | 0.383 | 0 | 2301.472 | 1583.87 | 1354.1525 | 1124.435 | 894.7175 | 665 | 39.488 | 50 | 40 | 30 | 20 | 9.97 | 0 | 0 | 0 | 0 | 0 | 0 | 0 | 0 | 0 | 0 | 0 | 0 | 0 | 0 | 0 | 0 | 0 | 0 | 0 | 0 | 0 | 0 | 0 | 0 | 0 | 0
D2 | PVS3735 | SOPC1364 | D2SOPC1364 | D2SO00 | D2ELC01 | New Specific | 1.417 | 25 | 31.536 | 2022 | 1 | 0 | 1 | NA | 1.417 | 0 | 0 | 1593.99 | 1362.7425 | 1131.495 | 900.2475 | 669 | 39.888 | 51 | 40.7 | 30.4 | 20.1 | 9.97 | 0 | 0 | 0 | 0 | 0 | 0 | 0 | 0 | 0 | 0 | 0 | 0 | 0 | 0 | 0 | 0 | 0 | 0 | 0 | 0 | 0 | 0 | 0 | 0 | 0 | 0
D2 | PVS3580 | SOPC1367 | D2SOPC1367 | D2SO00 | D2ELC01 | New Specific | 1.144 | 25 | 31.536 | 2022 | 1 | 0 | 1 | NA | 1.144 | 0 | 0 | 1600.92 | 1368.69 | 1136.46 | 904.23 | 672 | 40.288 | 52 | 41.5 | 31 | 20.5 | 9.97 | 0 | 0 | 0 | 0 | 0 | 0 | 0 | 0 | 0 | 0 | 0 | 0 | 0 | 0 | 0 | 0 | 0 | 0 | 0 | 0 | 0 | 0 | 0 | 0 | 0 | 0
D2 | PVS1281 | SOPC1331 | D2SOPC1331 | D2SO00 | D2ELC01 | New Specific | 2.189 | 25 | 31.536 | 2022 | 1 | 0 | 1 | NA | 2.189 | 0 | 0 | 1592.23 | 1361.4225 | 1130.615 | 899.8075 | 669 | 40.688 | 53 | 42.2 | 31.4 | 20.6 | 9.97 | 0 | 0 | 0 | 0 | 0 | 0 | 0 | 0 | 0 | 0 | 0 | 0 | 0 | 0 | 0 | 0 | 0 | 0 | 0 | 0 | 0 | 0 | 0 | 0 | 0 | 0
D2 | PVS1333 | SOPC1355 | D2SOPC1355 | D2SO00 | D2ELC01 | New Specific | 1.862 | 25 | 31.536 | 2022 | 1 | 0 | 1 | NA | 1.862 | 0 | 0 | 1598.39 | 1366.5425 | 1134.695 | 902.8475 | 671 | 41.088 | 54 | 43 | 32 | 21 | 9.97 | 0 | 0 | 0 | 0 | 0 | 0 | 0 | 0 | 0 | 0 | 0 | 0 | 0 | 0 | 0 | 0 | 0 | 0 | 0 | 0 | 0 | 0 | 0 | 0 | 0 | 0
D2 | Generic Solar thermal no storage | SOTN00 | D2SOTN00 | D2SO00 | D2ELC01 | New Generic | 0.472 | 30 | 31.536 | 2026 | 1 | 0 | 1 | NA | 0.2 | 0 | 5253.8 | 4058 | 3758.8 | 3459.6 | 3160.4 | 2562 | 78.976 | 61 | 49.14 | 39.59 | 39.05 | 38.51 | 0 | 0 | 0 | 0 | 0 | 0 | 0 | 0 | 0 | 0 | 0 | 0 | 0 | 0 | 0 | 0 | 0 | 0 | 0 | 0 | 0 | 0 | 0 | 0 | 0 | 0
D2 | Wind | WDLC2 | D2WDLC2 | D2WD00 | D2ELC01 | New Specific | 0.0701 | 25 | 31.536 | 2023 | 1 | 0 | 0.366 | NA | 0.0701 | 0 | 1815.7333 | 1815.7333 | 1647.778 | 1479.8227 | 1311.8673 | 1143.912 | 78.084 | 60 | 47.99 | 43.8 | 37.6 | 37.6 | 0 | 0 | 0 | 0 | 0 | 0 | 0 | 0 | 0 | 0 | 0 | 0 | 0 | 0 | 0 | 0 | 0 | 0 | 0 | 0 | 0 | 0 | 0 | 0 | 0 | 0
D2 | Wind | WDLC3 | D2WDLC3 | D2WD00 | D2ELC01 | New Specific | 0.0724 | 25 | 31.536 | 2023 | 1 | 0 | 0.352 | NA | 0.0724 | 0 | 1885.51 | 1885.51 | 1711.1003 | 1536.6907 | 1362.281 | 1187.8713 | 78.084 | 60 | 47.99 | 43.8 | 37.6 | 37.6 | 0 | 0 | 0 | 0 | 0 | 0 | 0 | 0 | 0 | 0 | 0 | 0 | 0 | 0 | 0 | 0 | 0 | 0 | 0 | 0 | 0 | 0 | 0 | 0 | 0 | 0
D2 | Wind | WDLC4 | D2WDLC4 | D2WD00 | D2ELC01 | New Specific | 0.0247 | 25 | 31.536 | 2023 | 1 | 0 | 0.349 | NA | 0.0247 | 0 | 1878.14 | 1878.14 | 1704.4121 | 1530.6841 | 1356.9562 | 1183.2282 | 78.084 | 60 | 47.99 | 43.8 | 37.6 | 37.6 | 0 | 0 | 0 | 0 | 0 | 0 | 0 | 0 | 0 | 0 | 0 | 0 | 0 | 0 | 0 | 0 | 0 | 0 | 0 | 0 | 0 | 0 | 0 | 0 | 0 | 0
D2 | Wind | WDLC6 | D2WDLC6 | D2WD00 | D2ELC01 | New Specific | 0.0783 | 25 | 31.536 | 2023 | 1 | 0 | 0.352 | NA | 0.0783 | 0 | 1815.7333 | 1815.7333 | 1647.778 | 1479.8227 | 1311.8673 | 1143.912 | 78.084 | 60 | 47.99 | 43.8 | 37.6 | 37.6 | 0 | 0 | 0 | 0 | 0 | 0 | 0 | 0 | 0 | 0 | 0 | 0 | 0 | 0 | 0 | 0 | 0 | 0 | 0 | 0 | 0 | 0 | 0 | 0 | 0 | 0
D2 | Wind | WDLC7 | D2WDLC7 | D2WD00 | D2ELC01 | New Specific | 0.1295 | 25 | 31.536 | 2023 | 1 | 0 | 0.369 | NA | 0.1295 | 0 | 1900.8 | 1900.8 | 1724.976 | 1549.152 | 1373.328 | 1197.504 | 78.084 | 60 | 47.99 | 43.8 | 37.6 | 37.6 | 0 | 0 | 0 | 0 | 0 | 0 | 0 | 0 | 0 | 0 | 0 | 0 | 0 | 0 | 0 | 0 | 0 | 0 | 0 | 0 | 0 | 0 | 0 | 0 | 0 | 0
D2 | Wind | WDLC8 | D2WDLC8 | D2WD00 | D2ELC01 | New Specific | 0.313 | 25 | 31.536 | 2023 | 1 | 0 | 0.37 | NA | 0.313 | 0 | 1925.99 | 1925.99 | 1747.8359 | 1569.6819 | 1391.5278 | 1213.3737 | 78.084 | 60 | 47.99 | 43.8 | 37.6 | 37.6 | 0 | 0 | 0 | 0 | 0 | 0 | 0 | 0 | 0 | 0 | 0 | 0 | 0 | 0 | 0 | 0 | 0 | 0 | 0 | 0 | 0 | 0 | 0 | 0 | 0 | 0
D2 | Wind | WDLC10 | D2WDLC10 | D2WD00 | D2ELC01 | New Specific | 0.0827 | 25 | 31.536 | 2023 | 1 | 0 | 0.375 | NA | 0.0827 | 0 | 1784.09 | 1784.09 | 1619.0617 | 1454.0334 | 1289.005 | 1123.9767 | 78.084 | 60 | 47.99 | 43.8 | 37.6 | 37.6 | 0 | 0 | 0 | 0 | 0 | 0 | 0 | 0 | 0 | 0 | 0 | 0 | 0 | 0 | 0 | 0 | 0 | 0 | 0 | 0 | 0 | 0 | 0 | 0 | 0 | 0
D2 | LT-0180 Dikolongo aval | HLT0180 | D2HLT0180 | D2HY00 | D2ELC01 | New Specific | 0.0176 | 30 | 31.536 | 2023 | 1 | 0.5 | 0.56 | 1 | 0.0176 | 0 | 5867 | 5867 | 5867 | 5867 | 5867 | 5867 | 146.675 | 146.675 | 146.675 | 146.675 | 146.675 | 146.675 | 0 | 0 | 0 | 0 | 0 | 0 | 0 | 0 | 0 | 0 | 0 | 0 | 0 | 0 | 0 | 0 | 0 | 0 | 0 | 0 | 0 | 0 | 0 | 0 | 0 | 0
D2 | LT-0181 Chutes de Kawa | HLT0181 | D2HLT0181 | D2HY00 | D2ELC01 | New Specific | 0.0179 | 30 | 31.536 | 2023 | 1 | 0.5 | 0.56 | 1 | 0.0179 | 0 | 5883 | 5883 | 5883 | 5883 | 5883 | 5883 | 147.075 | 147.075 | 147.075 | 147.075 | 147.075 | 147.075 | 0 | 0 | 0 | 0 | 0 | 0 | 0 | 0 | 0 | 0 | 0 | 0 | 0 | 0 | 0 | 0 | 0 | 0 | 0 | 0 | 0 | 0 | 0 | 0 | 0 | 0
D2 | SF-0779 SF-0779 | HSF0779 | D2HSF0779 | D2HY00 | D2ELC01 | New Specific | 0.0094 | 30 | 31.536 | 2023 | 1 | 0.5 | 0.56 | 1 | 0.0094 | 0 | 6767 | 6767 | 6767 | 6767 | 6767 | 6767 | 169.175 | 169.175 | 169.175 | 169.175 | 169.175 | 169.175 | 0 | 0 | 0 | 0 | 0 | 0 | 0 | 0 | 0 | 0 | 0 | 0 | 0 | 0 | 0 | 0 | 0 | 0 | 0 | 0 | 0 | 0 | 0 | 0 | 0 | 0
D2 | SF-0893 SF-0893 | HSF0893 | D2HSF0893 | D2HY00 | D2ELC01 | New Specific | 0.0115 | 30 | 31.536 | 2023 | 1 | 0.5 | 0.56 | 1 | 0.0115 | 0 | 6689 | 6689 | 6689 | 6689 | 6689 | 6689 | 167.225 | 167.225 | 167.225 | 167.225 | 167.225 | 167.225 | 0 | 0 | 0 | 0 | 0 | 0 | 0 | 0 | 0 | 0 | 0 | 0 | 0 | 0 | 0 | 0 | 0 | 0 | 0 | 0 | 0 | 0 | 0 | 0 | 0 | 0
D2 | SF-0915 SF-0915 | HSF0915 | D2HSF0915 | D2HY00 | D2ELC01 | New Specific | 0.0133 | 30 | 31.536 | 2023 | 1 | 0.5 | 0.56 | 1 | 0.0133 | 0 | 6847 | 6847 | 6847 | 6847 | 6847 | 6847 | 171.175 | 171.175 | 171.175 | 171.175 | 171.175 | 171.175 | 0 | 0 | 0 | 0 | 0 | 0 | 0 | 0 | 0 | 0 | 0 | 0 | 0 | 0 | 0 | 0 | 0 | 0 | 0 | 0 | 0 | 0 | 0 | 0 | 0 | 0
D2 | LT-0165 Kabundji | HLT0165 | D2HLT0165 | D2HY00 | D2ELC01 | New Specific | 0.035 | 30 | 31.536 | 2025 | 1 | 0.5 | 0.56 | 1 | 0.035 | 0 | 6310 | 6310 | 6310 | 6310 | 6310 | 6310 | 157.75 | 157.75 | 157.75 | 157.75 | 157.75 | 157.75 | 0 | 0 | 0 | 0 | 0 | 0 | 0 | 0 | 0 | 0 | 0 | 0 | 0 | 0 | 0 | 0 | 0 | 0 | 0 | 0 | 0 | 0 | 0 | 0 | 0 | 0
D2 | LT-0166 Kayo | HLT0166 | D2HLT0166 | D2HY00 | D2ELC01 | New Specific | 0.034 | 30 | 31.536 | 2025 | 1 | 0.5 | 0.56 | 1 | 0.034 | 0 | 6236 | 6236 | 6236 | 6236 | 6236 | 6236 | 155.9 | 155.9 | 155.9 | 155.9 | 155.9 | 155.9 | 0 | 0 | 0 | 0 | 0 | 0 | 0 | 0 | 0 | 0 | 0 | 0 | 0 | 0 | 0 | 0 | 0 | 0 | 0 | 0 | 0 | 0 | 0 | 0 | 0 | 0
D2 | LT-0171 Mukuleshi | HLT0171 | D2HLT0171 | D2HY00 | D2ELC01 | New Specific | 0.035 | 30 | 31.536 | 2025 | 1 | 0.5 | 0.56 | 1 | 0.035 | 0 | 6345 | 6345 | 6345 | 6345 | 6345 | 6345 | 158.625 | 158.625 | 158.625 | 158.625 | 158.625 | 158.625 | 0 | 0 | 0 | 0 | 0 | 0 | 0 | 0 | 0 | 0 | 0 | 0 | 0 | 0 | 0 | 0 | 0 | 0 | 0 | 0 | 0 | 0 | 0 | 0 | 0 | 0
D2 | LT-0182 Kambuji | HLT0182 | D2HLT0182 | D2HY00 | D2ELC01 | New Specific | 0.0338 | 30 | 31.536 | 2025 | 1 | 0.5 | 0.56 | 1 | 0.0338 | 0 | 4721 | 4721 | 4721 | 4721 | 4721 | 4721 | 118.025 | 118.025 | 118.025 | 118.025 | 118.025 | 118.025 | 0 | 0 | 0 | 0 | 0 | 0 | 0 | 0 | 0 | 0 | 0 | 0 | 0 | 0 | 0 | 0 | 0 | 0 | 0 | 0 | 0 | 0 | 0 | 0 | 0 | 0
D2 | SF-0852 SF-0852 | HSF0852 | D2HSF0852 | D2HY00 | D2ELC01 | New Specific | 0.0442 | 30 | 31.536 | 2025 | 1 | 0.5 | 0.56 | 1 | 0.0442 | 0 | 4616 | 4616 | 4616 | 4616 | 4616 | 4616 | 115.4 | 115.4 | 115.4 | 115.4 | 115.4 | 115.4 | 0 | 0 | 0 | 0 | 0 | 0 | 0 | 0 | 0 | 0 | 0 | 0 | 0 | 0 | 0 | 0 | 0 | 0 | 0 | 0 | 0 | 0 | 0 | 0 | 0 | 0
D2 | SF-0910 SF-0910 | HSF0910 | D2HSF0910 | D2HY00 | D2ELC01 | New Specific | 0.0411 | 30 | 31.536 | 2025 | 1 | 0.5 | 0.56 | 1 | 0.0411 | 0 | 4988 | 4988 | 4988 | 4988 | 4988 | 4988 | 124.7 | 124.7 | 124.7 | 124.7 | 124.7 | 124.7 | 0 | 0 | 0 | 0 | 0 | 0 | 0 | 0 | 0 | 0 | 0 | 0 | 0 | 0 | 0 | 0 | 0 | 0 | 0 | 0 | 0 | 0 | 0 | 0 | 0 | 0
D2 | SF-0969 SF-0969 | HSF0969 | D2HSF0969 | D2HY00 | D2ELC01 | New Specific | 0.0373 | 30 | 31.536 | 2025 | 1 | 0.5 | 0.56 | 1 | 0.0373 | 0 | 6530 | 6530 | 6530 | 6530 | 6530 | 6530 | 163.25 | 163.25 | 163.25 | 163.25 | 163.25 | 163.25 | 0 | 0 | 0 | 0 | 0 | 0 | 0 | 0 | 0 | 0 | 0 | 0 | 0 | 0 | 0 | 0 | 0 | 0 | 0 | 0 | 0 | 0 | 0 | 0 | 0 | 0
D2 | LT-0075 Nzilo II | HLT0075 | D2HLT0075 | D2HY00 | D2ELC01 | New Specific | 0.12 | 30 | 31.536 | 2027 | 1 | 0.5 | 0.56 | 1 | 0.12 | 0 | 3333 | 3333 | 3333 | 3333 | 3333 | 3333 | 83.325 | 83.325 | 83.325 | 83.325 | 83.325 | 83.325 | 0 | 0 | 0 | 0 | 0 | 0 | 0 | 0 | 0 | 0 | 0 | 0 | 0 | 0 | 0 | 0 | 0 | 0 | 0 | 0 | 0 | 0 | 0 | 0 | 0 | 0
D2 | LT-0084 Mambilima Falls II | HLT0084 | D2HLT0084 | D2HY00 | D2ELC01 | New Specific | 0.126 | 30 | 31.536 | 2027 | 1 | 0.5 | 0.56 | 1 | 0.126 | 0 | 3845 | 3845 | 3845 | 3845 | 3845 | 3845 | 96.125 | 96.125 | 96.125 | 96.125 | 96.125 | 96.125 | 0 | 0 | 0 | 0 | 0 | 0 | 0 | 0 | 0 | 0 | 0 | 0 | 0 | 0 | 0 | 0 | 0 | 0 | 0 | 0 | 0 | 0 | 0 | 0 | 0 | 0
D2 | LT-0091 Kalengwe | HLT0091 | D2HLT0091 | D2HY00 | D2ELC01 | New Specific | 0.204 | 30 | 31.536 | 2027 | 1 | 0.5 | 0.56 | 1 | 0.204 | 0 | 2714 | 2714 | 2714 | 2714 | 2714 | 2714 | 67.85 | 67.85 | 67.85 | 67.85 | 67.85 | 67.85 | 0 | 0 | 0 | 0 | 0 | 0 | 0 | 0 | 0 | 0 | 0 | 0 | 0 | 0 | 0 | 0 | 0 | 0 | 0 | 0 | 0 | 0 | 0 | 0 | 0 | 0
D2 | LT-0094 Mumbotuta M | HLT0094 | D2HLT0094 | D2HY00 | D2ELC01 | New Specific | 0.21 | 30 | 31.536 | 2027 | 1 | 0.5 | 0.56 | 1 | 0.21 | 0 | 3498 | 3498 | 3498 | 3498 | 3498 | 3498 | 87.45 | 87.45 | 87.45 | 87.45 | 87.45 | 87.45 | 0 | 0 | 0 | 0 | 0 | 0 | 0 | 0 | 0 | 0 | 0 | 0 | 0 | 0 | 0 | 0 | 0 | 0 | 0 | 0 | 0 | 0 | 0 | 0 | 0 | 0
D2 | LT-0138 Mambilima Falls I | HLT0138 | D2HLT0138 | D2HY00 | D2ELC01 | New Specific | 0.3 | 30 | 31.536 | 2027 | 1 | 0.5 | 0.56 | 1 | 0.3 | 0 | 3542 | 3542 | 3542 | 3542 | 3542 | 3542 | 88.55 | 88.55 | 88.55 | 88.55 | 88.55 | 88.55 | 0 | 0 | 0 | 0 | 0 | 0 | 0 | 0 | 0 | 0 | 0 | 0 | 0 | 0 | 0 | 0 | 0 | 0 | 0 | 0 | 0 | 0 | 0 | 0 | 0 | 0
D2 | LT-0139 Mambilima Falls V | HLT0139 | D2HLT0139 | D2HY00 | D2ELC01 | New Specific | 0.372 | 30 | 31.536 | 2027 | 1 | 0.5 | 0.56 | 1 | 0.372 | 0 | 2866 | 2866 | 2866 | 2866 | 2866 | 2866 | 71.65 | 71.65 | 71.65 | 71.65 | 71.65 | 71.65 | 0 | 0 | 0 | 0 | 0 | 0 | 0 | 0 | 0 | 0 | 0 | 0 | 0 | 0 | 0 | 0 | 0 | 0 | 0 | 0 | 0 | 0 | 0 | 0 | 0 | 0
D2 | LT-0140 Mumbotuta CX | HLT0140 | D2HLT0140 | D2HY00 | D2ELC01 | New Specific | 0.3 | 30 | 31.536 | 2027 | 1 | 0.5 | 0.56 | 1 | 0.3 | 0 | 3533 | 3533 | 3533 | 3533 | 3533 | 3533 | 88.325 | 88.325 | 88.325 | 88.325 | 88.325 | 88.325 | 0 | 0 | 0 | 0 | 0 | 0 | 0 | 0 | 0 | 0 | 0 | 0 | 0 | 0 | 0 | 0 | 0 | 0 | 0 | 0 | 0 | 0 | 0 | 0 | 0 | 0
D2 | LT-0141 Kimimbi-Fuka | HLT0141 | D2HLT0141 | D2HY00 | D2ELC01 | New Specific | 0.153 | 30 | 31.536 | 2027 | 1 | 0.5 | 0.56 | 1 | 0.153 | 0 | 3244 | 3244 | 3244 | 3244 | 3244 | 3244 | 81.1 | 81.1 | 81.1 | 81.1 | 81.1 | 81.1 | 0 | 0 | 0 | 0 | 0 | 0 | 0 | 0 | 0 | 0 | 0 | 0 | 0 | 0 | 0 | 0 | 0 | 0 | 0 | 0 | 0 | 0 | 0 | 0 | 0 | 0
Note on R14: [Threaded comment] Your version of Excel allows you to read this threaded comment; however, any edits to it will get removed if the file is opened in a newer version of Excel. Learn more: https://go.microsoft.com/fwlink/?linkid=870924 Comment: Temba has 365 for transmission and 2502 for distribution

## ResidualCapacity
TECHNOLOGY | 2020 | 2021 | 2022 | 2023 | 2024 | 2025 | 2026 | 2027 | 2028 | 2029 | 2030 | 2031 | 2032 | 2033 | 2034 | 2035 | 2036 | 2037 | 2038 | 2039 | 2040 | 2041 | 2042 | 2043 | 2044 | 2045 | 2046 | 2047 | 2048 | 2049 | 2050
D2DMRELC01 | 9999 | 9999 | 9999 | 9999 | 9999 | 9999 | 9999 | 9999 | 9999 | 9999 | 9999 | 9999 | 9999 | 9999 | 9999 | 9999 | 9999 | 9999 | 9999 | 9999 | 9999 | 9999 | 9999 | 9999 | 9999 | 9999 | 9999 | 9999 | 9999 | 9999 | 9999
D2DMIELC01 | 9999 | 9999 | 9999 | 9999 | 9999 | 9999 | 9999 | 9999 | 9999 | 9999 | 9999 | 9999 | 9999 | 9999 | 9999 | 9999 | 9999 | 9999 | 9999 | 9999 | 9999 | 9999 | 9999 | 9999 | 9999 | 9999 | 9999 | 9999 | 9999 | 9999 | 9999
D2DMOELC01 | 9999 | 9999 | 9999 | 9999 | 9999 | 9999 | 9999 | 9999 | 9999 | 9999 | 9999 | 9999 | 9999 | 9999 | 9999 | 9999 | 9999 | 9999 | 9999 | 9999 | 9999 | 9999 | 9999 | 9999 | 9999 | 9999 | 9999 | 9999 | 9999 | 9999 | 9999
D2BM00X00 | 9999 | 9999 | 9999 | 9999 | 9999 | 9999 | 9999 | 9999 | 9999 | 9999 | 9999 | 9999 | 9999 | 9999 | 9999 | 9999 | 9999 | 9999 | 9999 | 9999 | 9999 | 9999 | 9999 | 9999 | 9999 | 9999 | 9999 | 9999 | 9999 | 9999 | 9999
D2BW00X00 | 9999 | 9999 | 9999 | 9999 | 9999 | 9999 | 9999 | 9999 | 9999 | 9999 | 9999 | 9999 | 9999 | 9999 | 9999 | 9999 | 9999 | 9999 | 9999 | 9999 | 9999 | 9999 | 9999 | 9999 | 9999 | 9999 | 9999 | 9999 | 9999 | 9999 | 9999
D2HY00X00 | 9999 | 9999 | 9999 | 9999 | 9999 | 9999 | 9999 | 9999 | 9999 | 9999 | 9999 | 9999 | 9999 | 9999 | 9999 | 9999 | 9999 | 9999 | 9999 | 9999 | 9999 | 9999 | 9999 | 9999 | 9999 | 9999 | 9999 | 9999 | 9999 | 9999 | 9999
D2SO00X00 | 9999 | 9999 | 9999 | 9999 | 9999 | 9999 | 9999 | 9999 | 9999 | 9999 | 9999 | 9999 | 9999 | 9999 | 9999 | 9999 | 9999 | 9999 | 9999 | 9999 | 9999 | 9999 | 9999 | 9999 | 9999 | 9999 | 9999 | 9999 | 9999 | 9999 | 9999
D2WD00X00 | 9999 | 9999 | 9999 | 9999 | 9999 | 9999 | 9999 | 9999 | 9999 | 9999 | 9999 | 9999 | 9999 | 9999 | 9999 | 9999 | 9999 | 9999 | 9999 | 9999 | 9999 | 9999 | 9999 | 9999 | 9999 | 9999 | 9999 | 9999 | 9999 | 9999 | 9999
D2HF00I00 | 9999 | 9999 | 9999 | 9999 | 9999 | 9999 | 9999 | 9999 | 9999 | 9999 | 9999 | 9999 | 9999 | 9999 | 9999 | 9999 | 9999 | 9999 | 9999 | 9999 | 9999 | 9999 | 9999 | 9999 | 9999 | 9999 | 9999 | 9999 | 9999 | 9999 | 9999
D2DS00I00 | 9999 | 9999 | 9999 | 9999 | 9999 | 9999 | 9999 | 9999 | 9999 | 9999 | 9999 | 9999 | 9999 | 9999 | 9999 | 9999 | 9999 | 9999 | 9999 | 9999 | 9999 | 9999 | 9999 | 9999 | 9999 | 9999 | 9999 | 9999 | 9999 | 9999 | 9999
D2NG00X00 | 9999 | 9999 | 9999 | 9999 | 9999 | 9999 | 9999 | 9999 | 9999 | 9999 | 9999 | 9999 | 9999 | 9999 | 9999 | 9999 | 9999 | 9999 | 9999 | 9999 | 9999 | 9999 | 9999 | 9999 | 9999 | 9999 | 9999 | 9999 | 9999 | 9999 | 9999
D2CO00X00 | 9999 | 9999 | 9999 | 9999 | 9999 | 9999 | 9999 | 9999 | 9999 | 9999 | 9999 | 9999 | 9999 | 9999 | 9999 | 9999 | 9999 | 9999 | 9999 | 9999 | 9999 | 9999 | 9999 | 9999 | 9999 | 9999 | 9999 | 9999 | 9999 | 9999 | 9999
D2PWRTRN | 9999 | 9999 | 9999 | 9999 | 9999 | 9999 | 9999 | 9999 | 9999 | 9999 | 9999 | 9999 | 9999 | 9999 | 9999 | 9999 | 9999 | 9999 | 9999 | 9999 | 9999 | 9999 | 9999 | 9999 | 9999 | 9999 | 9999 | 9999 | 9999 | 9999 | 9999
D2IMPELC | 9999 | 9999 | 9999 | 9999 | 9999 | 9999 | 9999 | 9999 | 9999 | 9999 | 9999 | 9999 | 9999 | 9999 | 9999 | 9999 | 9999 | 9999 | 9999 | 9999 | 9999 | 9999 | 9999 | 9999 | 9999 | 9999 | 9999 | 9999 | 9999 | 9999 | 9999
D2DSGC00 | 0 | 0 | 0 | 0 | 0 | 0 | 0 | 0 | 0 | 0 | 0 | 0 | 0 | 0 | 0 | 0 | 0 | 0 | 0 | 0 | 0 | 0 | 0 | 0 | 0 | 0 | 0 | 0 | 0 | 0 | 0
D2HFGC00 | 0 | 0 | 0 | 0 | 0 | 0 | 0 | 0 | 0 | 0 | 0 | 0 | 0 | 0 | 0 | 0 | 0 | 0 | 0 | 0 | 0 | 0 | 0 | 0 | 0 | 0 | 0 | 0 | 0 | 0 | 0
D2NGOC00 | 0 | 0 | 0 | 0 | 0 | 0 | 0 | 0 | 0 | 0 | 0 | 0 | 0 | 0 | 0 | 0 | 0 | 0 | 0 | 0 | 0 | 0 | 0 | 0 | 0 | 0 | 0 | 0 | 0 | 0 | 0
D2NGCC00 | 0 | 0 | 0 | 0 | 0 | 0 | 0 | 0 | 0 | 0 | 0 | 0 | 0 | 0 | 0 | 0 | 0 | 0 | 0 | 0 | 0 | 0 | 0 | 0 | 0 | 0 | 0 | 0 | 0 | 0 | 0
D2NGEC00 | 0 | 0 | 0 | 0 | 0 | 0 | 0 | 0 | 0 | 0 | 0 | 0 | 0 | 0 | 0 | 0 | 0 | 0 | 0 | 0 | 0 | 0 | 0 | 0 | 0 | 0 | 0 | 0 | 0 | 0 | 0
D2BMBC00 | 0 | 0 | 0 | 0 | 0 | 0 | 0 | 0 | 0 | 0 | 0 | 0 | 0 | 0 | 0 | 0 | 0 | 0 | 0 | 0 | 0 | 0 | 0 | 0 | 0 | 0 | 0 | 0 | 0 | 0 | 0
D2BWWC00 | 0 | 0 | 0 | 0 | 0 | 0 | 0 | 0 | 0 | 0 | 0 | 0 | 0 | 0 | 0 | 0 | 0 | 0 | 0 | 0 | 0 | 0 | 0 | 0 | 0 | 0 | 0 | 0 | 0 | 0 | 0
D2HYKC01 | 0.04212 | 0.04212 | 0.04212 | 0.04212 | 0.04212 | 0.04212 | 0.04212 | 0.04212 | 0.04212 | 0.04212 | 0.04212 | 0.04212 | 0.04212 | 0.04212 | 0.04212 | 0.04212 | 0.04212 | 0.04212 | 0.04212 | 0.04212 | 0.04212 | 0.04212 | 0.04212 | 0.04212 | 0.04212 | 0.04212 | 0.04212 | 0.04212 | 0.04212 | 0.04212 | 0.04212
D2HYMC01 | 0.068 | 0.068 | 0.068 | 0.068 | 0.068 | 0.068 | 0.068 | 0.068 | 0.068 | 0.068 | 0.068 | 0.068 | 0.068 | 0.068 | 0.068 | 0.068 | 0.068 | 0.068 | 0.068 | 0.068 | 0.068 | 0.068 | 0.068 | 0.068 | 0.068 | 0.068 | 0.068 | 0.068 | 0.068 | 0.068 | 0.068
D2HYKC02 | 0.11 | 0.11 | 0.11 | 0.11 | 0.11 | 0.11 | 0.11 | 0.11 | 0.11 | 0.11 | 0.11 | 0.11 | 0.11 | 0.11 | 0.11 | 0.11 | 0.11 | 0.11 | 0.11 | 0.11 | 0.11 | 0.11 | 0.11 | 0.11 | 0.11 | 0.11 | 0.11 | 0.11 | 0.11 | 0.11 | 0.11
D2HYKC03 | 0.248 | 0.248 | 0.248 | 0.248 | 0.248 | 0.248 | 0.248 | 0.248 | 0.248 | 0.248 | 0.248 | 0.248 | 0.248 | 0.248 | 0.248 | 0.248 | 0.248 | 0.248 | 0.248 | 0.248 | 0.248 | 0.248 | 0.248 | 0.248 | 0.248 | 0.248 | 0.248 | 0.248 | 0.248 | 0.248 | 0.248
D2HYBC01 | 0.24 | 0.24 | 0.24 | 0.24 | 0.24 | 0.24 | 0.24 | 0.24 | 0.24 | 0.24 | 0.24 | 0.24 | 0.24 | 0.24 | 0.24 | 0.24 | 0.24 | 0.24 | 0.24 | 0.24 | 0.24 | 0.24 | 0.24 | 0.24 | 0.24 | 0.24 | 0.24 | 0.24 | 0.24 | 0.24 | 0.24
D2SOPC3750 | 0 | 0 | 0 | 0 | 0 | 0 | 0 | 0 | 0 | 0 | 0 | 0 | 0 | 0 | 0 | 0 | 0 | 0 | 0 | 0 | 0 | 0 | 0 | 0 | 0 | 0 | 0 | 0 | 0 | 0 | 0
D2SOPC1354 | 0 | 0 | 0 | 0 | 0 | 0 | 0 | 0 | 0 | 0 | 0 | 0 | 0 | 0 | 0 | 0 | 0 | 0 | 0 | 0 | 0 | 0 | 0 | 0 | 0 | 0 | 0 | 0 | 0 | 0 | 0
D2SOPC1390 | 0 | 0 | 0 | 0 | 0 | 0 | 0 | 0 | 0 | 0 | 0 | 0 | 0 | 0 | 0 | 0 | 0 | 0 | 0 | 0 | 0 | 0 | 0 | 0 | 0 | 0 | 0 | 0 | 0 | 0 | 0
D2SOPC1364 | 0 | 0 | 0 | 0 | 0 | 0 | 0 | 0 | 0 | 0 | 0 | 0 | 0 | 0 | 0 | 0 | 0 | 0 | 0 | 0 | 0 | 0 | 0 | 0 | 0 | 0 | 0 | 0 | 0 | 0 | 0
D2SOPC1367 | 0 | 0 | 0 | 0 | 0 | 0 | 0 | 0 | 0 | 0 | 0 | 0 | 0 | 0 | 0 | 0 | 0 | 0 | 0 | 0 | 0 | 0 | 0 | 0 | 0 | 0 | 0 | 0 | 0 | 0 | 0
D2SOPC1331 | 0 | 0 | 0 | 0 | 0 | 0 | 0 | 0 | 0 | 0 | 0 | 0 | 0 | 0 | 0 | 0 | 0 | 0 | 0 | 0 | 0 | 0 | 0 | 0 | 0 | 0 | 0 | 0 | 0 | 0 | 0
D2SOPC1355 | 0 | 0 | 0 | 0 | 0 | 0 | 0 | 0 | 0 | 0 | 0 | 0 | 0 | 0 | 0 | 0 | 0 | 0 | 0 | 0 | 0 | 0 | 0 | 0 | 0 | 0 | 0 | 0 | 0 | 0 | 0
D2SOTN00 | 0 | 0 | 0 | 0 | 0 | 0 | 0 | 0 | 0 | 0 | 0 | 0 | 0 | 0 | 0 | 0 | 0 | 0 | 0 | 0 | 0 | 0 | 0 | 0 | 0 | 0 | 0 | 0 | 0 | 0 | 0
D2WDLC2 | 0 | 0 | 0 | 0 | 0 | 0 | 0 | 0 | 0 | 0 | 0 | 0 | 0 | 0 | 0 | 0 | 0 | 0 | 0 | 0 | 0 | 0 | 0 | 0 | 0 | 0 | 0 | 0 | 0 | 0 | 0
D2WDLC3 | 0 | 0 | 0 | 0 | 0 | 0 | 0 | 0 | 0 | 0 | 0 | 0 | 0 | 0 | 0 | 0 | 0 | 0 | 0 | 0 | 0 | 0 | 0 | 0 | 0 | 0 | 0 | 0 | 0 | 0 | 0
D2WDLC4 | 0 | 0 | 0 | 0 | 0 | 0 | 0 | 0 | 0 | 0 | 0 | 0 | 0 | 0 | 0 | 0 | 0 | 0 | 0 | 0 | 0 | 0 | 0 | 0 | 0 | 0 | 0 | 0 | 0 | 0 | 0
D2WDLC6 | 0 | 0 | 0 | 0 | 0 | 0 | 0 | 0 | 0 | 0 | 0 | 0 | 0 | 0 | 0 | 0 | 0 | 0 | 0 | 0 | 0 | 0 | 0 | 0 | 0 | 0 | 0 | 0 | 0 | 0 | 0
D2WDLC7 | 0 | 0 | 0 | 0 | 0 | 0 | 0 | 0 | 0 | 0 | 0 | 0 | 0 | 0 | 0 | 0 | 0 | 0 | 0 | 0 | 0 | 0 | 0 | 0 | 0 | 0 | 0 | 0 | 0 | 0 | 0
D2WDLC8 | 0 | 0 | 0 | 0 | 0 | 0 | 0 | 0 | 0 | 0 | 0 | 0 | 0 | 0 | 0 | 0 | 0 | 0 | 0 | 0 | 0 | 0 | 0 | 0 | 0 | 0 | 0 | 0 | 0 | 0 | 0
D2WDLC10 | 0 | 0 | 0 | 0 | 0 | 0 | 0 | 0 | 0 | 0 | 0 | 0 | 0 | 0 | 0 | 0 | 0 | 0 | 0 | 0 | 0 | 0 | 0 | 0 | 0 | 0 | 0 | 0 | 0 | 0 | 0
D2HLT0180 | 0 | 0 | 0 | 0 | 0 | 0 | 0 | 0 | 0 | 0 | 0 | 0 | 0 | 0 | 0 | 0 | 0 | 0 | 0 | 0 | 0 | 0 | 0 | 0 | 0 | 0 | 0 | 0 | 0 | 0 | 0
D2HLT0181 | 0 | 0 | 0 | 0 | 0 | 0 | 0 | 0 | 0 | 0 | 0 | 0 | 0 | 0 | 0 | 0 | 0 | 0 | 0 | 0 | 0 | 0 | 0 | 0 | 0 | 0 | 0 | 0 | 0 | 0 | 0
D2HSF0779 | 0 | 0 | 0 | 0 | 0 | 0 | 0 | 0 | 0 | 0 | 0 | 0 | 0 | 0 | 0 | 0 | 0 | 0 | 0 | 0 | 0 | 0 | 0 | 0 | 0 | 0 | 0 | 0 | 0 | 0 | 0
D2HSF0893 | 0 | 0 | 0 | 0 | 0 | 0 | 0 | 0 | 0 | 0 | 0 | 0 | 0 | 0 | 0 | 0 | 0 | 0 | 0 | 0 | 0 | 0 | 0 | 0 | 0 | 0 | 0 | 0 | 0 | 0 | 0
D2HSF0915 | 0 | 0 | 0 | 0 | 0 | 0 | 0 | 0 | 0 | 0 | 0 | 0 | 0 | 0 | 0 | 0 | 0 | 0 | 0 | 0 | 0 | 0 | 0 | 0 | 0 | 0 | 0 | 0 | 0 | 0 | 0
D2HLT0165 | 0 | 0 | 0 | 0 | 0 | 0 | 0 | 0 | 0 | 0 | 0 | 0 | 0 | 0 | 0 | 0 | 0 | 0 | 0 | 0 | 0 | 0 | 0 | 0 | 0 | 0 | 0 | 0 | 0 | 0 | 0
D2HLT0166 | 0 | 0 | 0 | 0 | 0 | 0 | 0 | 0 | 0 | 0 | 0 | 0 | 0 | 0 | 0 | 0 | 0 | 0 | 0 | 0 | 0 | 0 | 0 | 0 | 0 | 0 | 0 | 0 | 0 | 0 | 0
D2HLT0171 | 0 | 0 | 0 | 0 | 0 | 0 | 0 | 0 | 0 | 0 | 0 | 0 | 0 | 0 | 0 | 0 | 0 | 0 | 0 | 0 | 0 | 0 | 0 | 0 | 0 | 0 | 0 | 0 | 0 | 0 | 0
D2HLT0182 | 0 | 0 | 0 | 0 | 0 | 0 | 0 | 0 | 0 | 0 | 0 | 0 | 0 | 0 | 0 | 0 | 0 | 0 | 0 | 0 | 0 | 0 | 0 | 0 | 0 | 0 | 0 | 0 | 0 | 0 | 0
D2HSF0852 | 0 | 0 | 0 | 0 | 0 | 0 | 0 | 0 | 0 | 0 | 0 | 0 | 0 | 0 | 0 | 0 | 0 | 0 | 0 | 0 | 0 | 0 | 0 | 0 | 0 | 0 | 0 | 0 | 0 | 0 | 0
D2HSF0910 | 0 | 0 | 0 | 0 | 0 | 0 | 0 | 0 | 0 | 0 | 0 | 0 | 0 | 0 | 0 | 0 | 0 | 0 | 0 | 0 | 0 | 0 | 0 | 0 | 0 | 0 | 0 | 0 | 0 | 0 | 0
D2HSF0969 | 0 | 0 | 0 | 0 | 0 | 0 | 0 | 0 | 0 | 0 | 0 | 0 | 0 | 0 | 0 | 0 | 0 | 0 | 0 | 0 | 0 | 0 | 0 | 0 | 0 | 0 | 0 | 0 | 0 | 0 | 0
D2HLT0075 | 0 | 0 | 0 | 0 | 0 | 0 | 0 | 0 | 0 | 0 | 0 | 0 | 0 | 0 | 0 | 0 | 0 | 0 | 0 | 0 | 0 | 0 | 0 | 0 | 0 | 0 | 0 | 0 | 0 | 0 | 0
D2HLT0084 | 0 | 0 | 0 | 0 | 0 | 0 | 0 | 0 | 0 | 0 | 0 | 0 | 0 | 0 | 0 | 0 | 0 | 0 | 0 | 0 | 0 | 0 | 0 | 0 | 0 | 0 | 0 | 0 | 0 | 0 | 0
D2HLT0091 | 0 | 0 | 0 | 0 | 0 | 0 | 0 | 0 | 0 | 0 | 0 | 0 | 0 | 0 | 0 | 0 | 0 | 0 | 0 | 0 | 0 | 0 | 0 | 0 | 0 | 0 | 0 | 0 | 0 | 0 | 0
D2HLT0094 | 0 | 0 | 0 | 0 | 0 | 0 | 0 | 0 | 0 | 0 | 0 | 0 | 0 | 0 | 0 | 0 | 0 | 0 | 0 | 0 | 0 | 0 | 0 | 0 | 0 | 0 | 0 | 0 | 0 | 0 | 0
D2HLT0138 | 0 | 0 | 0 | 0 | 0 | 0 | 0 | 0 | 0 | 0 | 0 | 0 | 0 | 0 | 0 | 0 | 0 | 0 | 0 | 0 | 0 | 0 | 0 | 0 | 0 | 0 | 0 | 0 | 0 | 0 | 0
D2HLT0139 | 0 | 0 | 0 | 0 | 0 | 0 | 0 | 0 | 0 | 0 | 0 | 0 | 0 | 0 | 0 | 0 | 0 | 0 | 0 | 0 | 0 | 0 | 0 | 0 | 0 | 0 | 0 | 0 | 0 | 0 | 0
D2HLT0140 | 0 | 0 | 0 | 0 | 0 | 0 | 0 | 0 | 0 | 0 | 0 | 0 | 0 | 0 | 0 | 0 | 0 | 0 | 0 | 0 | 0 | 0 | 0 | 0 | 0 | 0 | 0 | 0 | 0 | 0 | 0
D2HLT0141 | 0 | 0 | 0 | 0 | 0 | 0 | 0 | 0 | 0 | 0 | 0 | 0 | 0 | 0 | 0 | 0 | 0 | 0 | 0 | 0 | 0 | 0 | 0 | 0 | 0 | 0 | 0 | 0 | 0 | 0 | 0

## AnnualMaxCapacityInvestment
TECHNOLOGY | 2020 | 2021 | 2022 | 2023 | 2024 | 2025 | 2026 | 2027 | 2028 | 2029 | 2030 | 2031 | 2032 | 2033 | 2034 | 2035 | 2036 | 2037 | 2038 | 2039 | 2040 | 2041 | 2042 | 2043 | 2044 | 2045 | 2046 | 2047 | 2048 | 2049 | 2050
D2DMRELC01 | 9999 | 9999 | 9999 | 9999 | 9999 | 9999 | 9999 | 9999 | 9999 | 9999 | 9999 | 9999 | 9999 | 9999 | 9999 | 9999 | 9999 | 9999 | 9999 | 9999 | 9999 | 9999 | 9999 | 9999 | 9999 | 9999 | 9999 | 9999 | 9999 | 9999 | 9999
D2DMIELC01 | 9999 | 9999 | 9999 | 9999 | 9999 | 9999 | 9999 | 9999 | 9999 | 9999 | 9999 | 9999 | 9999 | 9999 | 9999 | 9999 | 9999 | 9999 | 9999 | 9999 | 9999 | 9999 | 9999 | 9999 | 9999 | 9999 | 9999 | 9999 | 9999 | 9999 | 9999
D2DMOELC01 | 9999 | 9999 | 9999 | 9999 | 9999 | 9999 | 9999 | 9999 | 9999 | 9999 | 9999 | 9999 | 9999 | 9999 | 9999 | 9999 | 9999 | 9999 | 9999 | 9999 | 9999 | 9999 | 9999 | 9999 | 9999 | 9999 | 9999 | 9999 | 9999 | 9999 | 9999
D2BM00X00 | 9999 | 9999 | 9999 | 9999 | 9999 | 9999 | 9999 | 9999 | 9999 | 9999 | 9999 | 9999 | 9999 | 9999 | 9999 | 9999 | 9999 | 9999 | 9999 | 9999 | 9999 | 9999 | 9999 | 9999 | 9999 | 9999 | 9999 | 9999 | 9999 | 9999 | 9999
D2BW00X00 | 9999 | 9999 | 9999 | 9999 | 9999 | 9999 | 9999 | 9999 | 9999 | 9999 | 9999 | 9999 | 9999 | 9999 | 9999 | 9999 | 9999 | 9999 | 9999 | 9999 | 9999 | 9999 | 9999 | 9999 | 9999 | 9999 | 9999 | 9999 | 9999 | 9999 | 9999
D2HY00X00 | 9999 | 9999 | 9999 | 9999 | 9999 | 9999 | 9999 | 9999 | 9999 | 9999 | 9999 | 9999 | 9999 | 9999 | 9999 | 9999 | 9999 | 9999 | 9999 | 9999 | 9999 | 9999 | 9999 | 9999 | 9999 | 9999 | 9999 | 9999 | 9999 | 9999 | 9999
D2SO00X00 | 9999 | 9999 | 9999 | 9999 | 9999 | 9999 | 9999 | 9999 | 9999 | 9999 | 9999 | 9999 | 9999 | 9999 | 9999 | 9999 | 9999 | 9999 | 9999 | 9999 | 9999 | 9999 | 9999 | 9999 | 9999 | 9999 | 9999 | 9999 | 9999 | 9999 | 9999
D2WD00X00 | 9999 | 9999 | 9999 | 9999 | 9999 | 9999 | 9999 | 9999 | 9999 | 9999 | 9999 | 9999 | 9999 | 9999 | 9999 | 9999 | 9999 | 9999 | 9999 | 9999 | 9999 | 9999 | 9999 | 9999 | 9999 | 9999 | 9999 | 9999 | 9999 | 9999 | 9999
D2HF00I00 | 9999 | 9999 | 9999 | 9999 | 9999 | 9999 | 9999 | 9999 | 9999 | 9999 | 9999 | 9999 | 9999 | 9999 | 9999 | 9999 | 9999 | 9999 | 9999 | 9999 | 9999 | 9999 | 9999 | 9999 | 9999 | 9999 | 9999 | 9999 | 9999 | 9999 | 9999
D2DS00I00 | 9999 | 9999 | 9999 | 9999 | 9999 | 9999 | 9999 | 9999 | 9999 | 9999 | 9999 | 9999 | 9999 | 9999 | 9999 | 9999 | 9999 | 9999 | 9999 | 9999 | 9999 | 9999 | 9999 | 9999 | 9999 | 9999 | 9999 | 9999 | 9999 | 9999 | 9999
D2NG00X00 | 9999 | 9999 | 9999 | 9999 | 9999 | 9999 | 9999 | 9999 | 9999 | 9999 | 9999 | 9999 | 9999 | 9999 | 9999 | 9999 | 9999 | 9999 | 9999 | 9999 | 9999 | 9999 | 9999 | 9999 | 9999 | 9999 | 9999 | 9999 | 9999 | 9999 | 9999
D2CO00X00 | 9999 | 9999 | 9999 | 9999 | 9999 | 9999 | 9999 | 9999 | 9999 | 9999 | 9999 | 9999 | 9999 | 9999 | 9999 | 9999 | 9999 | 9999 | 9999 | 9999 | 9999 | 9999 | 9999 | 9999 | 9999 | 9999 | 9999 | 9999 | 9999 | 9999 | 9999
D2PWRTRN | 9999 | 9999 | 9999 | 9999 | 9999 | 9999 | 9999 | 9999 | 9999 | 9999 | 9999 | 9999 | 9999 | 9999 | 9999 | 9999 | 9999 | 9999 | 9999 | 9999 | 9999 | 9999 | 9999 | 9999 | 9999 | 9999 | 9999 | 9999 | 9999 | 9999 | 9999
D2IMPELC | 9999 | 9999 | 9999 | 9999 | 9999 | 9999 | 9999 | 9999 | 9999 | 9999 | 9999 | 9999 | 9999 | 9999 | 9999 | 9999 | 9999 | 9999 | 9999 | 9999 | 9999 | 9999 | 9999 | 9999 | 9999 | 9999 | 9999 | 9999 | 9999 | 9999 | 9999
D2DSGC00 | 9999 | 9999 | 9999 | 9999 | 9999 | 9999 | 9999 | 9999 | 9999 | 9999 | 9999 | 9999 | 9999 | 9999 | 9999 | 9999 | 9999 | 9999 | 9999 | 9999 | 9999 | 9999 | 9999 | 9999 | 9999 | 9999 | 9999 | 9999 | 9999 | 9999 | 9999
D2HFGC00 | 9999 | 9999 | 9999 | 9999 | 9999 | 9999 | 9999 | 9999 | 9999 | 9999 | 9999 | 9999 | 9999 | 9999 | 9999 | 9999 | 9999 | 9999 | 9999 | 9999 | 9999 | 9999 | 9999 | 9999 | 9999 | 9999 | 9999 | 9999 | 9999 | 9999 | 9999
D2NGOC00 | 9999 | 9999 | 9999 | 9999 | 9999 | 9999 | 9999 | 9999 | 9999 | 9999 | 9999 | 9999 | 9999 | 9999 | 9999 | 9999 | 9999 | 9999 | 9999 | 9999 | 9999 | 9999 | 9999 | 9999 | 9999 | 9999 | 9999 | 9999 | 9999 | 9999 | 9999
D2NGCC00 | 9999 | 9999 | 9999 | 9999 | 9999 | 9999 | 9999 | 9999 | 9999 | 9999 | 9999 | 9999 | 9999 | 9999 | 9999 | 9999 | 9999 | 9999 | 9999 | 9999 | 9999 | 9999 | 9999 | 9999 | 9999 | 9999 | 9999 | 9999 | 9999 | 9999 | 9999
D2NGEC00 | 9999 | 9999 | 9999 | 9999 | 9999 | 9999 | 9999 | 9999 | 9999 | 9999 | 9999 | 9999 | 9999 | 9999 | 9999 | 9999 | 9999 | 9999 | 9999 | 9999 | 9999 | 9999 | 9999 | 9999 | 9999 | 9999 | 9999 | 9999 | 9999 | 9999 | 9999
D2BMBC00 | 9999 | 9999 | 9999 | 9999 | 9999 | 9999 | 9999 | 9999 | 9999 | 9999 | 9999 | 9999 | 9999 | 9999 | 9999 | 9999 | 9999 | 9999 | 9999 | 9999 | 9999 | 9999 | 9999 | 9999 | 9999 | 9999 | 9999 | 9999 | 9999 | 9999 | 9999
D2BWWC00 | 9999 | 9999 | 9999 | 9999 | 9999 | 9999 | 9999 | 9999 | 9999 | 9999 | 9999 | 9999 | 9999 | 9999 | 9999 | 9999 | 9999 | 9999 | 9999 | 9999 | 9999 | 9999 | 9999 | 9999 | 9999 | 9999 | 9999 | 9999 | 9999 | 9999 | 9999
D2HYKC01 | 0 | 0 | 0 | 0 | 0 | 0 | 0 | 0 | 0 | 0 | 0 | 0 | 0 | 0 | 0 | 0 | 0 | 0 | 0 | 0 | 0 | 0 | 0 | 0 | 0 | 0 | 0 | 0 | 0 | 0 | 0
D2HYMC01 | 0 | 0 | 0 | 0 | 0 | 0 | 0 | 0 | 0 | 0 | 0 | 0 | 0 | 0 | 0 | 0 | 0 | 0 | 0 | 0 | 0 | 0 | 0 | 0 | 0 | 0 | 0 | 0 | 0 | 0 | 0
D2HYKC02 | 0 | 0 | 0 | 0 | 0 | 0 | 0 | 0 | 0 | 0 | 0 | 0 | 0 | 0 | 0 | 0 | 0 | 0 | 0 | 0 | 0 | 0 | 0 | 0 | 0 | 0 | 0 | 0 | 0 | 0 | 0
D2HYKC03 | 0 | 0 | 0 | 0 | 0 | 0 | 0 | 0 | 0 | 0 | 0 | 0 | 0 | 0 | 0 | 0 | 0 | 0 | 0 | 0 | 0 | 0 | 0 | 0 | 0 | 0 | 0 | 0 | 0 | 0 | 0
D2HYBC01 | 0 | 0 | 0 | 0 | 0 | 0 | 0 | 0 | 0 | 0 | 0 | 0 | 0 | 0 | 0 | 0 | 0 | 0 | 0 | 0 | 0 | 0 | 0 | 0 | 0 | 0 | 0 | 0 | 0 | 0 | 0
D2SOPC3750 | 9999 | 9999 | 9999 | 9999 | 9999 | 9999 | 9999 | 9999 | 9999 | 9999 | 9999 | 9999 | 9999 | 9999 | 9999 | 9999 | 9999 | 9999 | 9999 | 9999 | 9999 | 9999 | 9999 | 9999 | 9999 | 9999 | 9999 | 9999 | 9999 | 9999 | 9999
D2SOPC1354 | 9999 | 9999 | 9999 | 9999 | 9999 | 9999 | 9999 | 9999 | 9999 | 9999 | 9999 | 9999 | 9999 | 9999 | 9999 | 9999 | 9999 | 9999 | 9999 | 9999 | 9999 | 9999 | 9999 | 9999 | 9999 | 9999 | 9999 | 9999 | 9999 | 9999 | 9999
D2SOPC1390 | 9999 | 9999 | 9999 | 9999 | 9999 | 9999 | 9999 | 9999 | 9999 | 9999 | 9999 | 9999 | 9999 | 9999 | 9999 | 9999 | 9999 | 9999 | 9999 | 9999 | 9999 | 9999 | 9999 | 9999 | 9999 | 9999 | 9999 | 9999 | 9999 | 9999 | 9999
D2SOPC1364 | 9999 | 9999 | 9999 | 9999 | 9999 | 9999 | 9999 | 9999 | 9999 | 9999 | 9999 | 9999 | 9999 | 9999 | 9999 | 9999 | 9999 | 9999 | 9999 | 9999 | 9999 | 9999 | 9999 | 9999 | 9999 | 9999 | 9999 | 9999 | 9999 | 9999 | 9999
D2SOPC1367 | 9999 | 9999 | 9999 | 9999 | 9999 | 9999 | 9999 | 9999 | 9999 | 9999 | 9999 | 9999 | 9999 | 9999 | 9999 | 9999 | 9999 | 9999 | 9999 | 9999 | 9999 | 9999 | 9999 | 9999 | 9999 | 9999 | 9999 | 9999 | 9999 | 9999 | 9999
D2SOPC1331 | 9999 | 9999 | 9999 | 9999 | 9999 | 9999 | 9999 | 9999 | 9999 | 9999 | 9999 | 9999 | 9999 | 9999 | 9999 | 9999 | 9999 | 9999 | 9999 | 9999 | 9999 | 9999 | 9999 | 9999 | 9999 | 9999 | 9999 | 9999 | 9999 | 9999 | 9999
D2SOPC1355 | 9999 | 9999 | 9999 | 9999 | 9999 | 9999 | 9999 | 9999 | 9999 | 9999 | 9999 | 9999 | 9999 | 9999 | 9999 | 9999 | 9999 | 9999 | 9999 | 9999 | 9999 | 9999 | 9999 | 9999 | 9999 | 9999 | 9999 | 9999 | 9999 | 9999 | 9999
D2SOTN00 | 9999 | 9999 | 9999 | 9999 | 9999 | 9999 | 9999 | 9999 | 9999 | 9999 | 9999 | 9999 | 9999 | 9999 | 9999 | 9999 | 9999 | 9999 | 9999 | 9999 | 9999 | 9999 | 9999 | 9999 | 9999 | 9999 | 9999 | 9999 | 9999 | 9999 | 9999
D2WDLC2 | 9999 | 9999 | 9999 | 9999 | 9999 | 9999 | 9999 | 9999 | 9999 | 9999 | 9999 | 9999 | 9999 | 9999 | 9999 | 9999 | 9999 | 9999 | 9999 | 9999 | 9999 | 9999 | 9999 | 9999 | 9999 | 9999 | 9999 | 9999 | 9999 | 9999 | 9999
D2WDLC3 | 9999 | 9999 | 9999 | 9999 | 9999 | 9999 | 9999 | 9999 | 9999 | 9999 | 9999 | 9999 | 9999 | 9999 | 9999 | 9999 | 9999 | 9999 | 9999 | 9999 | 9999 | 9999 | 9999 | 9999 | 9999 | 9999 | 9999 | 9999 | 9999 | 9999 | 9999
D2WDLC4 | 9999 | 9999 | 9999 | 9999 | 9999 | 9999 | 9999 | 9999 | 9999 | 9999 | 9999 | 9999 | 9999 | 9999 | 9999 | 9999 | 9999 | 9999 | 9999 | 9999 | 9999 | 9999 | 9999 | 9999 | 9999 | 9999 | 9999 | 9999 | 9999 | 9999 | 9999
D2WDLC6 | 9999 | 9999 | 9999 | 9999 | 9999 | 9999 | 9999 | 9999 | 9999 | 9999 | 9999 | 9999 | 9999 | 9999 | 9999 | 9999 | 9999 | 9999 | 9999 | 9999 | 9999 | 9999 | 9999 | 9999 | 9999 | 9999 | 9999 | 9999 | 9999 | 9999 | 9999
D2WDLC7 | 9999 | 9999 | 9999 | 9999 | 9999 | 9999 | 9999 | 9999 | 9999 | 9999 | 9999 | 9999 | 9999 | 9999 | 9999 | 9999 | 9999 | 9999 | 9999 | 9999 | 9999 | 9999 | 9999 | 9999 | 9999 | 9999 | 9999 | 9999 | 9999 | 9999 | 9999
D2WDLC8 | 9999 | 9999 | 9999 | 9999 | 9999 | 9999 | 9999 | 9999 | 9999 | 9999 | 9999 | 9999 | 9999 | 9999 | 9999 | 9999 | 9999 | 9999 | 9999 | 9999 | 9999 | 9999 | 9999 | 9999 | 9999 | 9999 | 9999 | 9999 | 9999 | 9999 | 9999
D2WDLC10 | 9999 | 9999 | 9999 | 9999 | 9999 | 9999 | 9999 | 9999 | 9999 | 9999 | 9999 | 9999 | 9999 | 9999 | 9999 | 9999 | 9999 | 9999 | 9999 | 9999 | 9999 | 9999 | 9999 | 9999 | 9999 | 9999 | 9999 | 9999 | 9999 | 9999 | 9999
D2HLT0180 | 9999 | 9999 | 9999 | 9999 | 9999 | 9999 | 9999 | 9999 | 9999 | 9999 | 9999 | 9999 | 9999 | 9999 | 9999 | 9999 | 9999 | 9999 | 9999 | 9999 | 9999 | 9999 | 9999 | 9999 | 9999 | 9999 | 9999 | 9999 | 9999 | 9999 | 9999
D2HLT0181 | 9999 | 9999 | 9999 | 9999 | 9999 | 9999 | 9999 | 9999 | 9999 | 9999 | 9999 | 9999 | 9999 | 9999 | 9999 | 9999 | 9999 | 9999 | 9999 | 9999 | 9999 | 9999 | 9999 | 9999 | 9999 | 9999 | 9999 | 9999 | 9999 | 9999 | 9999
D2HSF0779 | 9999 | 9999 | 9999 | 9999 | 9999 | 9999 | 9999 | 9999 | 9999 | 9999 | 9999 | 9999 | 9999 | 9999 | 9999 | 9999 | 9999 | 9999 | 9999 | 9999 | 9999 | 9999 | 9999 | 9999 | 9999 | 9999 | 9999 | 9999 | 9999 | 9999 | 9999
D2HSF0893 | 9999 | 9999 | 9999 | 9999 | 9999 | 9999 | 9999 | 9999 | 9999 | 9999 | 9999 | 9999 | 9999 | 9999 | 9999 | 9999 | 9999 | 9999 | 9999 | 9999 | 9999 | 9999 | 9999 | 9999 | 9999 | 9999 | 9999 | 9999 | 9999 | 9999 | 9999
D2HSF0915 | 9999 | 9999 | 9999 | 9999 | 9999 | 9999 | 9999 | 9999 | 9999 | 9999 | 9999 | 9999 | 9999 | 9999 | 9999 | 9999 | 9999 | 9999 | 9999 | 9999 | 9999 | 9999 | 9999 | 9999 | 9999 | 9999 | 9999 | 9999 | 9999 | 9999 | 9999
D2HLT0165 | 9999 | 9999 | 9999 | 9999 | 9999 | 9999 | 9999 | 9999 | 9999 | 9999 | 9999 | 9999 | 9999 | 9999 | 9999 | 9999 | 9999 | 9999 | 9999 | 9999 | 9999 | 9999 | 9999 | 9999 | 9999 | 9999 | 9999 | 9999 | 9999 | 9999 | 9999
D2HLT0166 | 9999 | 9999 | 9999 | 9999 | 9999 | 9999 | 9999 | 9999 | 9999 | 9999 | 9999 | 9999 | 9999 | 9999 | 9999 | 9999 | 9999 | 9999 | 9999 | 9999 | 9999 | 9999 | 9999 | 9999 | 9999 | 9999 | 9999 | 9999 | 9999 | 9999 | 9999
D2HLT0171 | 9999 | 9999 | 9999 | 9999 | 9999 | 9999 | 9999 | 9999 | 9999 | 9999 | 9999 | 9999 | 9999 | 9999 | 9999 | 9999 | 9999 | 9999 | 9999 | 9999 | 9999 | 9999 | 9999 | 9999 | 9999 | 9999 | 9999 | 9999 | 9999 | 9999 | 9999
D2HLT0182 | 9999 | 9999 | 9999 | 9999 | 9999 | 9999 | 9999 | 9999 | 9999 | 9999 | 9999 | 9999 | 9999 | 9999 | 9999 | 9999 | 9999 | 9999 | 9999 | 9999 | 9999 | 9999 | 9999 | 9999 | 9999 | 9999 | 9999 | 9999 | 9999 | 9999 | 9999
D2HSF0852 | 9999 | 9999 | 9999 | 9999 | 9999 | 9999 | 9999 | 9999 | 9999 | 9999 | 9999 | 9999 | 9999 | 9999 | 9999 | 9999 | 9999 | 9999 | 9999 | 9999 | 9999 | 9999 | 9999 | 9999 | 9999 | 9999 | 9999 | 9999 | 9999 | 9999 | 9999
D2HSF0910 | 9999 | 9999 | 9999 | 9999 | 9999 | 9999 | 9999 | 9999 | 9999 | 9999 | 9999 | 9999 | 9999 | 9999 | 9999 | 9999 | 9999 | 9999 | 9999 | 9999 | 9999 | 9999 | 9999 | 9999 | 9999 | 9999 | 9999 | 9999 | 9999 | 9999 | 9999
D2HSF0969 | 9999 | 9999 | 9999 | 9999 | 9999 | 9999 | 9999 | 9999 | 9999 | 9999 | 9999 | 9999 | 9999 | 9999 | 9999 | 9999 | 9999 | 9999 | 9999 | 9999 | 9999 | 9999 | 9999 | 9999 | 9999 | 9999 | 9999 | 9999 | 9999 | 9999 | 9999
D2HLT0075 | 9999 | 9999 | 9999 | 9999 | 9999 | 9999 | 9999 | 9999 | 9999 | 9999 | 9999 | 9999 | 9999 | 9999 | 9999 | 9999 | 9999 | 9999 | 9999 | 9999 | 9999 | 9999 | 9999 | 9999 | 9999 | 9999 | 9999 | 9999 | 9999 | 9999 | 9999
D2HLT0084 | 9999 | 9999 | 9999 | 9999 | 9999 | 9999 | 9999 | 9999 | 9999 | 9999 | 9999 | 9999 | 9999 | 9999 | 9999 | 9999 | 9999 | 9999 | 9999 | 9999 | 9999 | 9999 | 9999 | 9999 | 9999 | 9999 | 9999 | 9999 | 9999 | 9999 | 9999
D2HLT0091 | 9999 | 9999 | 9999 | 9999 | 9999 | 9999 | 9999 | 9999 | 9999 | 9999 | 9999 | 9999 | 9999 | 9999 | 9999 | 9999 | 9999 | 9999 | 9999 | 9999 | 9999 | 9999 | 9999 | 9999 | 9999 | 9999 | 9999 | 9999 | 9999 | 9999 | 9999
D2HLT0094 | 9999 | 9999 | 9999 | 9999 | 9999 | 9999 | 9999 | 9999 | 9999 | 9999 | 9999 | 9999 | 9999 | 9999 | 9999 | 9999 | 9999 | 9999 | 9999 | 9999 | 9999 | 9999 | 9999 | 9999 | 9999 | 9999 | 9999 | 9999 | 9999 | 9999 | 9999
D2HLT0138 | 9999 | 9999 | 9999 | 9999 | 9999 | 9999 | 9999 | 9999 | 9999 | 9999 | 9999 | 9999 | 9999 | 9999 | 9999 | 9999 | 9999 | 9999 | 9999 | 9999 | 9999 | 9999 | 9999 | 9999 | 9999 | 9999 | 9999 | 9999 | 9999 | 9999 | 9999
D2HLT0139 | 9999 | 9999 | 9999 | 9999 | 9999 | 9999 | 9999 | 9999 | 9999 | 9999 | 9999 | 9999 | 9999 | 9999 | 9999 | 9999 | 9999 | 9999 | 9999 | 9999 | 9999 | 9999 | 9999 | 9999 | 9999 | 9999 | 9999 | 9999 | 9999 | 9999 | 9999
D2HLT0140 | 9999 | 9999 | 9999 | 9999 | 9999 | 9999 | 9999 | 9999 | 9999 | 9999 | 9999 | 9999 | 9999 | 9999 | 9999 | 9999 | 9999 | 9999 | 9999 | 9999 | 9999 | 9999 | 9999 | 9999 | 9999 | 9999 | 9999 | 9999 | 9999 | 9999 | 9999
D2HLT0141 | 9999 | 9999 | 9999 | 9999 | 9999 | 9999 | 9999 | 9999 | 9999 | 9999 | 9999 | 9999 | 9999 | 9999 | 9999 | 9999 | 9999 | 9999 | 9999 | 9999 | 9999 | 9999 | 9999 | 9999 | 9999 | 9999 | 9999 | 9999 | 9999 | 9999 | 9999

## AnnualMinCapacityInvestment
TECHNOLOGY | 2020 | 2021 | 2022 | 2023 | 2024 | 2025 | 2026 | 2027 | 2028 | 2029 | 2030 | 2031 | 2032 | 2033 | 2034 | 2035 | 2036 | 2037 | 2038 | 2039 | 2040 | 2041 | 2042 | 2043 | 2044 | 2045 | 2046 | 2047 | 2048 | 2049 | 2050
D2DMRELC01 | 0 | 0 | 0 | 0 | 0 | 0 | 0 | 0 | 0 | 0 | 0 | 0 | 0 | 0 | 0 | 0 | 0 | 0 | 0 | 0 | 0 | 0 | 0 | 0 | 0 | 0 | 0 | 0 | 0 | 0 | 0
D2DMIELC01 | 0 | 0 | 0 | 0 | 0 | 0 | 0 | 0 | 0 | 0 | 0 | 0 | 0 | 0 | 0 | 0 | 0 | 0 | 0 | 0 | 0 | 0 | 0 | 0 | 0 | 0 | 0 | 0 | 0 | 0 | 0
D2DMOELC01 | 0 | 0 | 0 | 0 | 0 | 0 | 0 | 0 | 0 | 0 | 0 | 0 | 0 | 0 | 0 | 0 | 0 | 0 | 0 | 0 | 0 | 0 | 0 | 0 | 0 | 0 | 0 | 0 | 0 | 0 | 0
D2BM00X00 | 0 | 0 | 0 | 0 | 0 | 0 | 0 | 0 | 0 | 0 | 0 | 0 | 0 | 0 | 0 | 0 | 0 | 0 | 0 | 0 | 0 | 0 | 0 | 0 | 0 | 0 | 0 | 0 | 0 | 0 | 0
D2BW00X00 | 0 | 0 | 0 | 0 | 0 | 0 | 0 | 0 | 0 | 0 | 0 | 0 | 0 | 0 | 0 | 0 | 0 | 0 | 0 | 0 | 0 | 0 | 0 | 0 | 0 | 0 | 0 | 0 | 0 | 0 | 0
D2HY00X00 | 0 | 0 | 0 | 0 | 0 | 0 | 0 | 0 | 0 | 0 | 0 | 0 | 0 | 0 | 0 | 0 | 0 | 0 | 0 | 0 | 0 | 0 | 0 | 0 | 0 | 0 | 0 | 0 | 0 | 0 | 0
D2SO00X00 | 0 | 0 | 0 | 0 | 0 | 0 | 0 | 0 | 0 | 0 | 0 | 0 | 0 | 0 | 0 | 0 | 0 | 0 | 0 | 0 | 0 | 0 | 0 | 0 | 0 | 0 | 0 | 0 | 0 | 0 | 0
D2WD00X00 | 0 | 0 | 0 | 0 | 0 | 0 | 0 | 0 | 0 | 0 | 0 | 0 | 0 | 0 | 0 | 0 | 0 | 0 | 0 | 0 | 0 | 0 | 0 | 0 | 0 | 0 | 0 | 0 | 0 | 0 | 0
D2HF00I00 | 0 | 0 | 0 | 0 | 0 | 0 | 0 | 0 | 0 | 0 | 0 | 0 | 0 | 0 | 0 | 0 | 0 | 0 | 0 | 0 | 0 | 0 | 0 | 0 | 0 | 0 | 0 | 0 | 0 | 0 | 0
D2DS00I00 | 0 | 0 | 0 | 0 | 0 | 0 | 0 | 0 | 0 | 0 | 0 | 0 | 0 | 0 | 0 | 0 | 0 | 0 | 0 | 0 | 0 | 0 | 0 | 0 | 0 | 0 | 0 | 0 | 0 | 0 | 0
D2NG00X00 | 0 | 0 | 0 | 0 | 0 | 0 | 0 | 0 | 0 | 0 | 0 | 0 | 0 | 0 | 0 | 0 | 0 | 0 | 0 | 0 | 0 | 0 | 0 | 0 | 0 | 0 | 0 | 0 | 0 | 0 | 0
D2CO00X00 | 0 | 0 | 0 | 0 | 0 | 0 | 0 | 0 | 0 | 0 | 0 | 0 | 0 | 0 | 0 | 0 | 0 | 0 | 0 | 0 | 0 | 0 | 0 | 0 | 0 | 0 | 0 | 0 | 0 | 0 | 0
D2PWRTRN | 0 | 0 | 0 | 0 | 0 | 0 | 0 | 0 | 0 | 0 | 0 | 0 | 0 | 0 | 0 | 0 | 0 | 0 | 0 | 0 | 0 | 0 | 0 | 0 | 0 | 0 | 0 | 0 | 0 | 0 | 0
D2IMPELC | 0 | 0 | 0 | 0 | 0 | 0 | 0 | 0 | 0 | 0 | 0 | 0 | 0 | 0 | 0 | 0 | 0 | 0 | 0 | 0 | 0 | 0 | 0 | 0 | 0 | 0 | 0 | 0 | 0 | 0 | 0
D2DSGC00 | 0 | 0 | 0 | 0 | 0 | 0 | 0 | 0 | 0 | 0 | 0 | 0 | 0 | 0 | 0 | 0 | 0 | 0 | 0 | 0 | 0 | 0 | 0 | 0 | 0 | 0 | 0 | 0 | 0 | 0 | 0
D2HFGC00 | 0 | 0 | 0 | 0 | 0 | 0 | 0 | 0 | 0 | 0 | 0 | 0 | 0 | 0 | 0 | 0 | 0 | 0 | 0 | 0 | 0 | 0 | 0 | 0 | 0 | 0 | 0 | 0 | 0 | 0 | 0
D2NGOC00 | 0 | 0 | 0 | 0 | 0 | 0 | 0 | 0 | 0 | 0 | 0 | 0 | 0 | 0 | 0 | 0 | 0 | 0 | 0 | 0 | 0 | 0 | 0 | 0 | 0 | 0 | 0 | 0 | 0 | 0 | 0
D2NGCC00 | 0 | 0 | 0 | 0 | 0 | 0 | 0 | 0 | 0 | 0 | 0 | 0 | 0 | 0 | 0 | 0 | 0 | 0 | 0 | 0 | 0 | 0 | 0 | 0 | 0 | 0 | 0 | 0 | 0 | 0 | 0
D2NGEC00 | 0 | 0 | 0 | 0 | 0 | 0 | 0 | 0 | 0 | 0 | 0 | 0 | 0 | 0 | 0 | 0 | 0 | 0 | 0 | 0 | 0 | 0 | 0 | 0 | 0 | 0 | 0 | 0 | 0 | 0 | 0
D2BMBC00 | 0 | 0 | 0 | 0 | 0 | 0 | 0 | 0 | 0 | 0 | 0 | 0 | 0 | 0 | 0 | 0 | 0 | 0 | 0 | 0 | 0 | 0 | 0 | 0 | 0 | 0 | 0 | 0 | 0 | 0 | 0
D2BWWC00 | 0 | 0 | 0 | 0 | 0 | 0 | 0 | 0 | 0 | 0 | 0 | 0 | 0 | 0 | 0 | 0 | 0 | 0 | 0 | 0 | 0 | 0 | 0 | 0 | 0 | 0 | 0 | 0 | 0 | 0 | 0
D2HYKC01 | 0 | 0 | 0 | 0 | 0 | 0 | 0 | 0 | 0 | 0 | 0 | 0 | 0 | 0 | 0 | 0 | 0 | 0 | 0 | 0 | 0 | 0 | 0 | 0 | 0 | 0 | 0 | 0 | 0 | 0 | 0
D2HYMC01 | 0 | 0 | 0 | 0 | 0 | 0 | 0 | 0 | 0 | 0 | 0 | 0 | 0 | 0 | 0 | 0 | 0 | 0 | 0 | 0 | 0 | 0 | 0 | 0 | 0 | 0 | 0 | 0 | 0 | 0 | 0
D2HYKC02 | 0 | 0 | 0 | 0 | 0 | 0 | 0 | 0 | 0 | 0 | 0 | 0 | 0 | 0 | 0 | 0 | 0 | 0 | 0 | 0 | 0 | 0 | 0 | 0 | 0 | 0 | 0 | 0 | 0 | 0 | 0
D2HYKC03 | 0 | 0 | 0 | 0 | 0 | 0 | 0 | 0 | 0 | 0 | 0 | 0 | 0 | 0 | 0 | 0 | 0 | 0 | 0 | 0 | 0 | 0 | 0 | 0 | 0 | 0 | 0 | 0 | 0 | 0 | 0
D2HYBC01 | 0 | 0 | 0 | 0 | 0 | 0 | 0 | 0 | 0 | 0 | 0 | 0 | 0 | 0 | 0 | 0 | 0 | 0 | 0 | 0 | 0 | 0 | 0 | 0 | 0 | 0 | 0 | 0 | 0 | 0 | 0
D2SOPC3750 | 0 | 0 | 0 | 0 | 0 | 0 | 0 | 0 | 0 | 0 | 0 | 0 | 0 | 0 | 0 | 0 | 0 | 0 | 0 | 0 | 0 | 0 | 0 | 0 | 0 | 0 | 0 | 0 | 0 | 0 | 0
D2SOPC1354 | 0 | 0 | 0 | 0 | 0 | 0 | 0 | 0 | 0 | 0 | 0 | 0 | 0 | 0 | 0 | 0 | 0 | 0 | 0 | 0 | 0 | 0 | 0 | 0 | 0 | 0 | 0 | 0 | 0 | 0 | 0
D2SOPC1390 | 0 | 0 | 0 | 0 | 0 | 0 | 0 | 0 | 0 | 0 | 0 | 0 | 0 | 0 | 0 | 0 | 0 | 0 | 0 | 0 | 0 | 0 | 0 | 0 | 0 | 0 | 0 | 0 | 0 | 0 | 0
D2SOPC1364 | 0 | 0 | 0 | 0 | 0 | 0 | 0 | 0 | 0 | 0 | 0 | 0 | 0 | 0 | 0 | 0 | 0 | 0 | 0 | 0 | 0 | 0 | 0 | 0 | 0 | 0 | 0 | 0 | 0 | 0 | 0
D2SOPC1367 | 0 | 0 | 0 | 0 | 0 | 0 | 0 | 0 | 0 | 0 | 0 | 0 | 0 | 0 | 0 | 0 | 0 | 0 | 0 | 0 | 0 | 0 | 0 | 0 | 0 | 0 | 0 | 0 | 0 | 0 | 0
D2SOPC1331 | 0 | 0 | 0 | 0 | 0 | 0 | 0 | 0 | 0 | 0 | 0 | 0 | 0 | 0 | 0 | 0 | 0 | 0 | 0 | 0 | 0 | 0 | 0 | 0 | 0 | 0 | 0 | 0 | 0 | 0 | 0
D2SOPC1355 | 0 | 0 | 0 | 0 | 0 | 0 | 0 | 0 | 0 | 0 | 0 | 0 | 0 | 0 | 0 | 0 | 0 | 0 | 0 | 0 | 0 | 0 | 0 | 0 | 0 | 0 | 0 | 0 | 0 | 0 | 0
D2SOTN00 | 0 | 0 | 0 | 0 | 0 | 0 | 0 | 0 | 0 | 0 | 0 | 0 | 0 | 0 | 0 | 0 | 0 | 0 | 0 | 0 | 0 | 0 | 0 | 0 | 0 | 0 | 0 | 0 | 0 | 0 | 0
D2WDLC2 | 0 | 0 | 0 | 0 | 0 | 0 | 0 | 0 | 0 | 0 | 0 | 0 | 0 | 0 | 0 | 0 | 0 | 0 | 0 | 0 | 0 | 0 | 0 | 0 | 0 | 0 | 0 | 0 | 0 | 0 | 0
D2WDLC3 | 0 | 0 | 0 | 0 | 0 | 0 | 0 | 0 | 0 | 0 | 0 | 0 | 0 | 0 | 0 | 0 | 0 | 0 | 0 | 0 | 0 | 0 | 0 | 0 | 0 | 0 | 0 | 0 | 0 | 0 | 0
D2WDLC4 | 0 | 0 | 0 | 0 | 0 | 0 | 0 | 0 | 0 | 0 | 0 | 0 | 0 | 0 | 0 | 0 | 0 | 0 | 0 | 0 | 0 | 0 | 0 | 0 | 0 | 0 | 0 | 0 | 0 | 0 | 0
D2WDLC6 | 0 | 0 | 0 | 0 | 0 | 0 | 0 | 0 | 0 | 0 | 0 | 0 | 0 | 0 | 0 | 0 | 0 | 0 | 0 | 0 | 0 | 0 | 0 | 0 | 0 | 0 | 0 | 0 | 0 | 0 | 0
D2WDLC7 | 0 | 0 | 0 | 0 | 0 | 0 | 0 | 0 | 0 | 0 | 0 | 0 | 0 | 0 | 0 | 0 | 0 | 0 | 0 | 0 | 0 | 0 | 0 | 0 | 0 | 0 | 0 | 0 | 0 | 0 | 0
D2WDLC8 | 0 | 0 | 0 | 0 | 0 | 0 | 0 | 0 | 0 | 0 | 0 | 0 | 0 | 0 | 0 | 0 | 0 | 0 | 0 | 0 | 0 | 0 | 0 | 0 | 0 | 0 | 0 | 0 | 0 | 0 | 0
D2WDLC10 | 0 | 0 | 0 | 0 | 0 | 0 | 0 | 0 | 0 | 0 | 0 | 0 | 0 | 0 | 0 | 0 | 0 | 0 | 0 | 0 | 0 | 0 | 0 | 0 | 0 | 0 | 0 | 0 | 0 | 0 | 0
D2HLT0180 | 0 | 0 | 0 | 0 | 0 | 0 | 0 | 0 | 0 | 0 | 0 | 0 | 0 | 0 | 0 | 0 | 0 | 0 | 0 | 0 | 0 | 0 | 0 | 0 | 0 | 0 | 0 | 0 | 0 | 0 | 0
D2HLT0181 | 0 | 0 | 0 | 0 | 0 | 0 | 0 | 0 | 0 | 0 | 0 | 0 | 0 | 0 | 0 | 0 | 0 | 0 | 0 | 0 | 0 | 0 | 0 | 0 | 0 | 0 | 0 | 0 | 0 | 0 | 0
D2HSF0779 | 0 | 0 | 0 | 0 | 0 | 0 | 0 | 0 | 0 | 0 | 0 | 0 | 0 | 0 | 0 | 0 | 0 | 0 | 0 | 0 | 0 | 0 | 0 | 0 | 0 | 0 | 0 | 0 | 0 | 0 | 0
D2HSF0893 | 0 | 0 | 0 | 0 | 0 | 0 | 0 | 0 | 0 | 0 | 0 | 0 | 0 | 0 | 0 | 0 | 0 | 0 | 0 | 0 | 0 | 0 | 0 | 0 | 0 | 0 | 0 | 0 | 0 | 0 | 0
D2HSF0915 | 0 | 0 | 0 | 0 | 0 | 0 | 0 | 0 | 0 | 0 | 0 | 0 | 0 | 0 | 0 | 0 | 0 | 0 | 0 | 0 | 0 | 0 | 0 | 0 | 0 | 0 | 0 | 0 | 0 | 0 | 0
D2HLT0165 | 0 | 0 | 0 | 0 | 0 | 0 | 0 | 0 | 0 | 0 | 0 | 0 | 0 | 0 | 0 | 0 | 0 | 0 | 0 | 0 | 0 | 0 | 0 | 0 | 0 | 0 | 0 | 0 | 0 | 0 | 0
D2HLT0166 | 0 | 0 | 0 | 0 | 0 | 0 | 0 | 0 | 0 | 0 | 0 | 0 | 0 | 0 | 0 | 0 | 0 | 0 | 0 | 0 | 0 | 0 | 0 | 0 | 0 | 0 | 0 | 0 | 0 | 0 | 0
D2HLT0171 | 0 | 0 | 0 | 0 | 0 | 0 | 0 | 0 | 0 | 0 | 0 | 0 | 0 | 0 | 0 | 0 | 0 | 0 | 0 | 0 | 0 | 0 | 0 | 0 | 0 | 0 | 0 | 0 | 0 | 0 | 0
D2HLT0182 | 0 | 0 | 0 | 0 | 0 | 0 | 0 | 0 | 0 | 0 | 0 | 0 | 0 | 0 | 0 | 0 | 0 | 0 | 0 | 0 | 0 | 0 | 0 | 0 | 0 | 0 | 0 | 0 | 0 | 0 | 0
D2HSF0852 | 0 | 0 | 0 | 0 | 0 | 0 | 0 | 0 | 0 | 0 | 0 | 0 | 0 | 0 | 0 | 0 | 0 | 0 | 0 | 0 | 0 | 0 | 0 | 0 | 0 | 0 | 0 | 0 | 0 | 0 | 0
D2HSF0910 | 0 | 0 | 0 | 0 | 0 | 0 | 0 | 0 | 0 | 0 | 0 | 0 | 0 | 0 | 0 | 0 | 0 | 0 | 0 | 0 | 0 | 0 | 0 | 0 | 0 | 0 | 0 | 0 | 0 | 0 | 0
D2HSF0969 | 0 | 0 | 0 | 0 | 0 | 0 | 0 | 0 | 0 | 0 | 0 | 0 | 0 | 0 | 0 | 0 | 0 | 0 | 0 | 0 | 0 | 0 | 0 | 0 | 0 | 0 | 0 | 0 | 0 | 0 | 0
D2HLT0075 | 0 | 0 | 0 | 0 | 0 | 0 | 0 | 0 | 0 | 0 | 0 | 0 | 0 | 0 | 0 | 0 | 0 | 0 | 0 | 0 | 0 | 0 | 0 | 0 | 0 | 0 | 0 | 0 | 0 | 0 | 0
D2HLT0084 | 0 | 0 | 0 | 0 | 0 | 0 | 0 | 0 | 0 | 0 | 0 | 0 | 0 | 0 | 0 | 0 | 0 | 0 | 0 | 0 | 0 | 0 | 0 | 0 | 0 | 0 | 0 | 0 | 0 | 0 | 0
D2HLT0091 | 0 | 0 | 0 | 0 | 0 | 0 | 0 | 0 | 0 | 0 | 0 | 0 | 0 | 0 | 0 | 0 | 0 | 0 | 0 | 0 | 0 | 0 | 0 | 0 | 0 | 0 | 0 | 0 | 0 | 0 | 0
D2HLT0094 | 0 | 0 | 0 | 0 | 0 | 0 | 0 | 0 | 0 | 0 | 0 | 0 | 0 | 0 | 0 | 0 | 0 | 0 | 0 | 0 | 0 | 0 | 0 | 0 | 0 | 0 | 0 | 0 | 0 | 0 | 0
D2HLT0138 | 0 | 0 | 0 | 0 | 0 | 0 | 0 | 0 | 0 | 0 | 0 | 0 | 0 | 0 | 0 | 0 | 0 | 0 | 0 | 0 | 0 | 0 | 0 | 0 | 0 | 0 | 0 | 0 | 0 | 0 | 0
D2HLT0139 | 0 | 0 | 0 | 0 | 0 | 0 | 0 | 0 | 0 | 0 | 0 | 0 | 0 | 0 | 0 | 0 | 0 | 0 | 0 | 0 | 0 | 0 | 0 | 0 | 0 | 0 | 0 | 0 | 0 | 0 | 0
D2HLT0140 | 0 | 0 | 0 | 0 | 0 | 0 | 0 | 0 | 0 | 0 | 0 | 0 | 0 | 0 | 0 | 0 | 0 | 0 | 0 | 0 | 0 | 0 | 0 | 0 | 0 | 0 | 0 | 0 | 0 | 0 | 0
D2HLT0141 | 0 | 0 | 0 | 0 | 0 | 0 | 0 | 0 | 0 | 0 | 0 | 0 | 0 | 0 | 0 | 0 | 0 | 0 | 0 | 0 | 0 | 0 | 0 | 0 | 0 | 0 | 0 | 0 | 0 | 0 | 0

## AnnualMaxCapacity
TECHNOLOGY | 2020 | 2021 | 2022 | 2023 | 2024 | 2025 | 2026 | 2027 | 2028 | 2029 | 2030 | 2031 | 2032 | 2033 | 2034 | 2035 | 2036 | 2037 | 2038 | 2039 | 2040 | 2041 | 2042 | 2043 | 2044 | 2045 | 2046 | 2047 | 2048 | 2049 | 2050
D2DMRELC01 | 9999 | 9999 | 9999 | 9999 | 9999 | 9999 | 9999 | 9999 | 9999 | 9999 | 9999 | 9999 | 9999 | 9999 | 9999 | 9999 | 9999 | 9999 | 9999 | 9999 | 9999 | 9999 | 9999 | 9999 | 9999 | 9999 | 9999 | 9999 | 9999 | 9999 | 9999
D2DMIELC01 | 9999 | 9999 | 9999 | 9999 | 9999 | 9999 | 9999 | 9999 | 9999 | 9999 | 9999 | 9999 | 9999 | 9999 | 9999 | 9999 | 9999 | 9999 | 9999 | 9999 | 9999 | 9999 | 9999 | 9999 | 9999 | 9999 | 9999 | 9999 | 9999 | 9999 | 9999
D2DMOELC01 | 9999 | 9999 | 9999 | 9999 | 9999 | 9999 | 9999 | 9999 | 9999 | 9999 | 9999 | 9999 | 9999 | 9999 | 9999 | 9999 | 9999 | 9999 | 9999 | 9999 | 9999 | 9999 | 9999 | 9999 | 9999 | 9999 | 9999 | 9999 | 9999 | 9999 | 9999
D2BM00X00 | 9999 | 9999 | 9999 | 9999 | 9999 | 9999 | 9999 | 9999 | 9999 | 9999 | 9999 | 9999 | 9999 | 9999 | 9999 | 9999 | 9999 | 9999 | 9999 | 9999 | 9999 | 9999 | 9999 | 9999 | 9999 | 9999 | 9999 | 9999 | 9999 | 9999 | 9999
D2BW00X00 | 9999 | 9999 | 9999 | 9999 | 9999 | 9999 | 9999 | 9999 | 9999 | 9999 | 9999 | 9999 | 9999 | 9999 | 9999 | 9999 | 9999 | 9999 | 9999 | 9999 | 9999 | 9999 | 9999 | 9999 | 9999 | 9999 | 9999 | 9999 | 9999 | 9999 | 9999
D2HY00X00 | 9999 | 9999 | 9999 | 9999 | 9999 | 9999 | 9999 | 9999 | 9999 | 9999 | 9999 | 9999 | 9999 | 9999 | 9999 | 9999 | 9999 | 9999 | 9999 | 9999 | 9999 | 9999 | 9999 | 9999 | 9999 | 9999 | 9999 | 9999 | 9999 | 9999 | 9999
D2SO00X00 | 9999 | 9999 | 9999 | 9999 | 9999 | 9999 | 9999 | 9999 | 9999 | 9999 | 9999 | 9999 | 9999 | 9999 | 9999 | 9999 | 9999 | 9999 | 9999 | 9999 | 9999 | 9999 | 9999 | 9999 | 9999 | 9999 | 9999 | 9999 | 9999 | 9999 | 9999
D2WD00X00 | 9999 | 9999 | 9999 | 9999 | 9999 | 9999 | 9999 | 9999 | 9999 | 9999 | 9999 | 9999 | 9999 | 9999 | 9999 | 9999 | 9999 | 9999 | 9999 | 9999 | 9999 | 9999 | 9999 | 9999 | 9999 | 9999 | 9999 | 9999 | 9999 | 9999 | 9999
D2HF00I00 | 9999 | 9999 | 9999 | 9999 | 9999 | 9999 | 9999 | 9999 | 9999 | 9999 | 9999 | 9999 | 9999 | 9999 | 9999 | 9999 | 9999 | 9999 | 9999 | 9999 | 9999 | 9999 | 9999 | 9999 | 9999 | 9999 | 9999 | 9999 | 9999 | 9999 | 9999
D2DS00I00 | 9999 | 9999 | 9999 | 9999 | 9999 | 9999 | 9999 | 9999 | 9999 | 9999 | 9999 | 9999 | 9999 | 9999 | 9999 | 9999 | 9999 | 9999 | 9999 | 9999 | 9999 | 9999 | 9999 | 9999 | 9999 | 9999 | 9999 | 9999 | 9999 | 9999 | 9999
D2NG00X00 | 9999 | 9999 | 9999 | 9999 | 9999 | 9999 | 9999 | 9999 | 9999 | 9999 | 9999 | 9999 | 9999 | 9999 | 9999 | 9999 | 9999 | 9999 | 9999 | 9999 | 9999 | 9999 | 9999 | 9999 | 9999 | 9999 | 9999 | 9999 | 9999 | 9999 | 9999
D2CO00X00 | 9999 | 9999 | 9999 | 9999 | 9999 | 9999 | 9999 | 9999 | 9999 | 9999 | 9999 | 9999 | 9999 | 9999 | 9999 | 9999 | 9999 | 9999 | 9999 | 9999 | 9999 | 9999 | 9999 | 9999 | 9999 | 9999 | 9999 | 9999 | 9999 | 9999 | 9999
D2PWRTRN | 9999 | 9999 | 9999 | 9999 | 9999 | 9999 | 9999 | 9999 | 9999 | 9999 | 9999 | 9999 | 9999 | 9999 | 9999 | 9999 | 9999 | 9999 | 9999 | 9999 | 9999 | 9999 | 9999 | 9999 | 9999 | 9999 | 9999 | 9999 | 9999 | 9999 | 9999
D2IMPELC | 9999 | 9999 | 9999 | 9999 | 9999 | 9999 | 9999 | 9999 | 9999 | 9999 | 9999 | 9999 | 9999 | 9999 | 9999 | 9999 | 9999 | 9999 | 9999 | 9999 | 9999 | 9999 | 9999 | 9999 | 9999 | 9999 | 9999 | 9999 | 9999 | 9999 | 9999
D2DSGC00 | 0 | 0 | 0 | 0.2 | 0.2 | 0.2 | 0.2 | 0.2 | 0.2 | 0.2 | 0.2 | 0.2 | 0.2 | 0.2 | 0.2 | 0.2 | 0.2 | 0.2 | 0.2 | 0.2 | 0.2 | 0.2 | 0.2 | 0.2 | 0.2 | 0.2 | 0.2 | 0.2 | 0.2 | 0.2 | 0.2
D2HFGC00 | 0 | 0 | 0 | 0.2 | 0.2 | 0.2 | 0.2 | 0.2 | 0.2 | 0.2 | 0.2 | 0.2 | 0.2 | 0.2 | 0.2 | 0.2 | 0.2 | 0.2 | 0.2 | 0.2 | 0.2 | 0.2 | 0.2 | 0.2 | 0.2 | 0.2 | 0.2 | 0.2 | 0.2 | 0.2 | 0.2
D2NGOC00 | 0 | 0 | 0 | 0 | 0.2 | 0.2 | 0.2 | 0.2 | 0.2 | 0.2 | 0.2 | 0.2 | 0.2 | 0.2 | 0.2 | 0.2 | 0.2 | 0.2 | 0.2 | 0.2 | 0.2 | 0.2 | 0.2 | 0.2 | 0.2 | 0.2 | 0.2 | 0.2 | 0.2 | 0.2 | 0.2
D2NGCC00 | 0 | 0 | 0 | 0 | 0.3 | 0.3 | 0.3 | 0.3 | 0.3 | 0.3 | 0.3 | 0.3 | 0.3 | 0.3 | 0.3 | 0.3 | 0.3 | 0.3 | 0.3 | 0.3 | 0.3 | 0.3 | 0.3 | 0.3 | 0.3 | 0.3 | 0.3 | 0.3 | 0.3 | 0.3 | 0.3
D2NGEC00 | 0 | 0 | 0 | 0 | 0.1 | 0.1 | 0.1 | 0.1 | 0.1 | 0.1 | 0.1 | 0.1 | 0.1 | 0.1 | 0.1 | 0.1 | 0.1 | 0.1 | 0.1 | 0.1 | 0.1 | 0.1 | 0.1 | 0.1 | 0.1 | 0.1 | 0.1 | 0.1 | 0.1 | 0.1 | 0.1
D2BMBC00 | 0 | 0 | 0 | 0 | 0 | 0 | 0 | 0 | 0 | 0 | 0 | 0 | 0 | 0 | 0 | 0 | 0 | 0 | 0 | 0 | 0 | 0 | 0 | 0 | 0 | 0 | 0 | 0 | 0 | 0 | 0
D2BWWC00 | 0 | 0 | 0 | 0 | 0 | 0 | 0 | 0 | 0 | 0 | 0 | 0 | 0 | 0 | 0 | 0 | 0 | 0 | 0 | 0 | 0 | 0 | 0 | 0 | 0 | 0 | 0 | 0 | 0 | 0 | 0
D2HYKC01 | 9999 | 9999 | 9999 | 9999 | 9999 | 9999 | 9999 | 9999 | 9999 | 9999 | 9999 | 9999 | 9999 | 9999 | 9999 | 9999 | 9999 | 9999 | 9999 | 9999 | 9999 | 9999 | 9999 | 9999 | 9999 | 9999 | 9999 | 9999 | 9999 | 9999 | 9999
D2HYMC01 | 9999 | 9999 | 9999 | 9999 | 9999 | 9999 | 9999 | 9999 | 9999 | 9999 | 9999 | 9999 | 9999 | 9999 | 9999 | 9999 | 9999 | 9999 | 9999 | 9999 | 9999 | 9999 | 9999 | 9999 | 9999 | 9999 | 9999 | 9999 | 9999 | 9999 | 9999
D2HYKC02 | 9999 | 9999 | 9999 | 9999 | 9999 | 9999 | 9999 | 9999 | 9999 | 9999 | 9999 | 9999 | 9999 | 9999 | 9999 | 9999 | 9999 | 9999 | 9999 | 9999 | 9999 | 9999 | 9999 | 9999 | 9999 | 9999 | 9999 | 9999 | 9999 | 9999 | 9999
D2HYKC03 | 9999 | 9999 | 9999 | 9999 | 9999 | 9999 | 9999 | 9999 | 9999 | 9999 | 9999 | 9999 | 9999 | 9999 | 9999 | 9999 | 9999 | 9999 | 9999 | 9999 | 9999 | 9999 | 9999 | 9999 | 9999 | 9999 | 9999 | 9999 | 9999 | 9999 | 9999
D2HYBC01 | 9999 | 9999 | 9999 | 9999 | 9999 | 9999 | 9999 | 9999 | 9999 | 9999 | 9999 | 9999 | 9999 | 9999 | 9999 | 9999 | 9999 | 9999 | 9999 | 9999 | 9999 | 9999 | 9999 | 9999 | 9999 | 9999 | 9999 | 9999 | 9999 | 9999 | 9999
D2SOPC3750 | 0 | 0 | 0.024 | 0.024 | 0.024 | 0.024 | 0.024 | 0.024 | 0.024 | 0.024 | 0.024 | 0.024 | 0.024 | 0.024 | 0.024 | 0.024 | 0.024 | 0.024 | 0.024 | 0.024 | 0.024 | 0.024 | 0.024 | 0.024 | 0.024 | 0.024 | 0.024 | 0.024 | 0.024 | 0.024 | 0.024
D2SOPC1354 | 0 | 0 | 2.935 | 2.935 | 2.935 | 2.935 | 2.935 | 2.935 | 2.935 | 2.935 | 2.935 | 2.935 | 2.935 | 2.935 | 2.935 | 2.935 | 2.935 | 2.935 | 2.935 | 2.935 | 2.935 | 2.935 | 2.935 | 2.935 | 2.935 | 2.935 | 2.935 | 2.935 | 2.935 | 2.935 | 2.935
D2SOPC1390 | 0 | 0 | 0.383 | 0.383 | 0.383 | 0.383 | 0.383 | 0.383 | 0.383 | 0.383 | 0.383 | 0.383 | 0.383 | 0.383 | 0.383 | 0.383 | 0.383 | 0.383 | 0.383 | 0.383 | 0.383 | 0.383 | 0.383 | 0.383 | 0.383 | 0.383 | 0.383 | 0.383 | 0.383 | 0.383 | 0.383
D2SOPC1364 | 0 | 0 | 1.417 | 1.417 | 1.417 | 1.417 | 1.417 | 1.417 | 1.417 | 1.417 | 1.417 | 1.417 | 1.417 | 1.417 | 1.417 | 1.417 | 1.417 | 1.417 | 1.417 | 1.417 | 1.417 | 1.417 | 1.417 | 1.417 | 1.417 | 1.417 | 1.417 | 1.417 | 1.417 | 1.417 | 1.417
D2SOPC1367 | 0 | 0 | 1.144 | 1.144 | 1.144 | 1.144 | 1.144 | 1.144 | 1.144 | 1.144 | 1.144 | 1.144 | 1.144 | 1.144 | 1.144 | 1.144 | 1.144 | 1.144 | 1.144 | 1.144 | 1.144 | 1.144 | 1.144 | 1.144 | 1.144 | 1.144 | 1.144 | 1.144 | 1.144 | 1.144 | 1.144
D2SOPC1331 | 0 | 0 | 2.189 | 2.189 | 2.189 | 2.189 | 2.189 | 2.189 | 2.189 | 2.189 | 2.189 | 2.189 | 2.189 | 2.189 | 2.189 | 2.189 | 2.189 | 2.189 | 2.189 | 2.189 | 2.189 | 2.189 | 2.189 | 2.189 | 2.189 | 2.189 | 2.189 | 2.189 | 2.189 | 2.189 | 2.189
D2SOPC1355 | 0 | 0 | 1.862 | 1.862 | 1.862 | 1.862 | 1.862 | 1.862 | 1.862 | 1.862 | 1.862 | 1.862 | 1.862 | 1.862 | 1.862 | 1.862 | 1.862 | 1.862 | 1.862 | 1.862 | 1.862 | 1.862 | 1.862 | 1.862 | 1.862 | 1.862 | 1.862 | 1.862 | 1.862 | 1.862 | 1.862
D2SOTN00 | 0 | 0 | 0 | 0 | 0 | 0 | 0.2 | 0.2 | 0.2 | 0.2 | 0.2 | 0.2 | 0.2 | 0.2 | 0.2 | 0.2 | 0.2 | 0.2 | 0.2 | 0.2 | 0.2 | 0.2 | 0.2 | 0.2 | 0.2 | 0.2 | 0.2 | 0.2 | 0.2 | 0.2 | 0.2
D2WDLC2 | 0 | 0 | 0 | 0.0701 | 0.0701 | 0.0701 | 0.0701 | 0.0701 | 0.0701 | 0.0701 | 0.0701 | 0.0701 | 0.0701 | 0.0701 | 0.0701 | 0.0701 | 0.0701 | 0.0701 | 0.0701 | 0.0701 | 0.0701 | 0.0701 | 0.0701 | 0.0701 | 0.0701 | 0.0701 | 0.0701 | 0.0701 | 0.0701 | 0.0701 | 0.0701
D2WDLC3 | 0 | 0 | 0 | 0.0724 | 0.0724 | 0.0724 | 0.0724 | 0.0724 | 0.0724 | 0.0724 | 0.0724 | 0.0724 | 0.0724 | 0.0724 | 0.0724 | 0.0724 | 0.0724 | 0.0724 | 0.0724 | 0.0724 | 0.0724 | 0.0724 | 0.0724 | 0.0724 | 0.0724 | 0.0724 | 0.0724 | 0.0724 | 0.0724 | 0.0724 | 0.0724
D2WDLC4 | 0 | 0 | 0 | 0.0247 | 0.0247 | 0.0247 | 0.0247 | 0.0247 | 0.0247 | 0.0247 | 0.0247 | 0.0247 | 0.0247 | 0.0247 | 0.0247 | 0.0247 | 0.0247 | 0.0247 | 0.0247 | 0.0247 | 0.0247 | 0.0247 | 0.0247 | 0.0247 | 0.0247 | 0.0247 | 0.0247 | 0.0247 | 0.0247 | 0.0247 | 0.0247
D2WDLC6 | 0 | 0 | 0 | 0.0783 | 0.0783 | 0.0783 | 0.0783 | 0.0783 | 0.0783 | 0.0783 | 0.0783 | 0.0783 | 0.0783 | 0.0783 | 0.0783 | 0.0783 | 0.0783 | 0.0783 | 0.0783 | 0.0783 | 0.0783 | 0.0783 | 0.0783 | 0.0783 | 0.0783 | 0.0783 | 0.0783 | 0.0783 | 0.0783 | 0.0783 | 0.0783
D2WDLC7 | 0 | 0 | 0 | 0.1295 | 0.1295 | 0.1295 | 0.1295 | 0.1295 | 0.1295 | 0.1295 | 0.1295 | 0.1295 | 0.1295 | 0.1295 | 0.1295 | 0.1295 | 0.1295 | 0.1295 | 0.1295 | 0.1295 | 0.1295 | 0.1295 | 0.1295 | 0.1295 | 0.1295 | 0.1295 | 0.1295 | 0.1295 | 0.1295 | 0.1295 | 0.1295
D2WDLC8 | 0 | 0 | 0 | 0.313 | 0.313 | 0.313 | 0.313 | 0.313 | 0.313 | 0.313 | 0.313 | 0.313 | 0.313 | 0.313 | 0.313 | 0.313 | 0.313 | 0.313 | 0.313 | 0.313 | 0.313 | 0.313 | 0.313 | 0.313 | 0.313 | 0.313 | 0.313 | 0.313 | 0.313 | 0.313 | 0.313
D2WDLC10 | 0 | 0 | 0 | 0.0827 | 0.0827 | 0.0827 | 0.0827 | 0.0827 | 0.0827 | 0.0827 | 0.0827 | 0.0827 | 0.0827 | 0.0827 | 0.0827 | 0.0827 | 0.0827 | 0.0827 | 0.0827 | 0.0827 | 0.0827 | 0.0827 | 0.0827 | 0.0827 | 0.0827 | 0.0827 | 0.0827 | 0.0827 | 0.0827 | 0.0827 | 0.0827
D2HLT0180 | 0 | 0 | 0 | 0.0176 | 0.0176 | 0.0176 | 0.0176 | 0.0176 | 0.0176 | 0.0176 | 0.0176 | 0.0176 | 0.0176 | 0.0176 | 0.0176 | 0.0176 | 0.0176 | 0.0176 | 0.0176 | 0.0176 | 0.0176 | 0.0176 | 0.0176 | 0.0176 | 0.0176 | 0.0176 | 0.0176 | 0.0176 | 0.0176 | 0.0176 | 0.0176
D2HLT0181 | 0 | 0 | 0 | 0.0179 | 0.0179 | 0.0179 | 0.0179 | 0.0179 | 0.0179 | 0.0179 | 0.0179 | 0.0179 | 0.0179 | 0.0179 | 0.0179 | 0.0179 | 0.0179 | 0.0179 | 0.0179 | 0.0179 | 0.0179 | 0.0179 | 0.0179 | 0.0179 | 0.0179 | 0.0179 | 0.0179 | 0.0179 | 0.0179 | 0.0179 | 0.0179
D2HSF0779 | 0 | 0 | 0 | 0.0094 | 0.0094 | 0.0094 | 0.0094 | 0.0094 | 0.0094 | 0.0094 | 0.0094 | 0.0094 | 0.0094 | 0.0094 | 0.0094 | 0.0094 | 0.0094 | 0.0094 | 0.0094 | 0.0094 | 0.0094 | 0.0094 | 0.0094 | 0.0094 | 0.0094 | 0.0094 | 0.0094 | 0.0094 | 0.0094 | 0.0094 | 0.0094
D2HSF0893 | 0 | 0 | 0 | 0.0115 | 0.0115 | 0.0115 | 0.0115 | 0.0115 | 0.0115 | 0.0115 | 0.0115 | 0.0115 | 0.0115 | 0.0115 | 0.0115 | 0.0115 | 0.0115 | 0.0115 | 0.0115 | 0.0115 | 0.0115 | 0.0115 | 0.0115 | 0.0115 | 0.0115 | 0.0115 | 0.0115 | 0.0115 | 0.0115 | 0.0115 | 0.0115
D2HSF0915 | 0 | 0 | 0 | 0.0133 | 0.0133 | 0.0133 | 0.0133 | 0.0133 | 0.0133 | 0.0133 | 0.0133 | 0.0133 | 0.0133 | 0.0133 | 0.0133 | 0.0133 | 0.0133 | 0.0133 | 0.0133 | 0.0133 | 0.0133 | 0.0133 | 0.0133 | 0.0133 | 0.0133 | 0.0133 | 0.0133 | 0.0133 | 0.0133 | 0.0133 | 0.0133
D2HLT0165 | 0 | 0 | 0 | 0 | 0 | 0.035 | 0.035 | 0.035 | 0.035 | 0.035 | 0.035 | 0.035 | 0.035 | 0.035 | 0.035 | 0.035 | 0.035 | 0.035 | 0.035 | 0.035 | 0.035 | 0.035 | 0.035 | 0.035 | 0.035 | 0.035 | 0.035 | 0.035 | 0.035 | 0.035 | 0.035
D2HLT0166 | 0 | 0 | 0 | 0 | 0 | 0.034 | 0.034 | 0.034 | 0.034 | 0.034 | 0.034 | 0.034 | 0.034 | 0.034 | 0.034 | 0.034 | 0.034 | 0.034 | 0.034 | 0.034 | 0.034 | 0.034 | 0.034 | 0.034 | 0.034 | 0.034 | 0.034 | 0.034 | 0.034 | 0.034 | 0.034
D2HLT0171 | 0 | 0 | 0 | 0 | 0 | 0.035 | 0.035 | 0.035 | 0.035 | 0.035 | 0.035 | 0.035 | 0.035 | 0.035 | 0.035 | 0.035 | 0.035 | 0.035 | 0.035 | 0.035 | 0.035 | 0.035 | 0.035 | 0.035 | 0.035 | 0.035 | 0.035 | 0.035 | 0.035 | 0.035 | 0.035
D2HLT0182 | 0 | 0 | 0 | 0 | 0 | 0.0338 | 0.0338 | 0.0338 | 0.0338 | 0.0338 | 0.0338 | 0.0338 | 0.0338 | 0.0338 | 0.0338 | 0.0338 | 0.0338 | 0.0338 | 0.0338 | 0.0338 | 0.0338 | 0.0338 | 0.0338 | 0.0338 | 0.0338 | 0.0338 | 0.0338 | 0.0338 | 0.0338 | 0.0338 | 0.0338
D2HSF0852 | 0 | 0 | 0 | 0 | 0 | 0.0442 | 0.0442 | 0.0442 | 0.0442 | 0.0442 | 0.0442 | 0.0442 | 0.0442 | 0.0442 | 0.0442 | 0.0442 | 0.0442 | 0.0442 | 0.0442 | 0.0442 | 0.0442 | 0.0442 | 0.0442 | 0.0442 | 0.0442 | 0.0442 | 0.0442 | 0.0442 | 0.0442 | 0.0442 | 0.0442
D2HSF0910 | 0 | 0 | 0 | 0 | 0 | 0.0411 | 0.0411 | 0.0411 | 0.0411 | 0.0411 | 0.0411 | 0.0411 | 0.0411 | 0.0411 | 0.0411 | 0.0411 | 0.0411 | 0.0411 | 0.0411 | 0.0411 | 0.0411 | 0.0411 | 0.0411 | 0.0411 | 0.0411 | 0.0411 | 0.0411 | 0.0411 | 0.0411 | 0.0411 | 0.0411
D2HSF0969 | 0 | 0 | 0 | 0 | 0 | 0.0373 | 0.0373 | 0.0373 | 0.0373 | 0.0373 | 0.0373 | 0.0373 | 0.0373 | 0.0373 | 0.0373 | 0.0373 | 0.0373 | 0.0373 | 0.0373 | 0.0373 | 0.0373 | 0.0373 | 0.0373 | 0.0373 | 0.0373 | 0.0373 | 0.0373 | 0.0373 | 0.0373 | 0.0373 | 0.0373
D2HLT0075 | 0 | 0 | 0 | 0 | 0 | 0 | 0 | 0.12 | 0.12 | 0.12 | 0.12 | 0.12 | 0.12 | 0.12 | 0.12 | 0.12 | 0.12 | 0.12 | 0.12 | 0.12 | 0.12 | 0.12 | 0.12 | 0.12 | 0.12 | 0.12 | 0.12 | 0.12 | 0.12 | 0.12 | 0.12
D2HLT0084 | 0 | 0 | 0 | 0 | 0 | 0 | 0 | 0.126 | 0.126 | 0.126 | 0.126 | 0.126 | 0.126 | 0.126 | 0.126 | 0.126 | 0.126 | 0.126 | 0.126 | 0.126 | 0.126 | 0.126 | 0.126 | 0.126 | 0.126 | 0.126 | 0.126 | 0.126 | 0.126 | 0.126 | 0.126
D2HLT0091 | 0 | 0 | 0 | 0 | 0 | 0 | 0 | 0.204 | 0.204 | 0.204 | 0.204 | 0.204 | 0.204 | 0.204 | 0.204 | 0.204 | 0.204 | 0.204 | 0.204 | 0.204 | 0.204 | 0.204 | 0.204 | 0.204 | 0.204 | 0.204 | 0.204 | 0.204 | 0.204 | 0.204 | 0.204
D2HLT0094 | 0 | 0 | 0 | 0 | 0 | 0 | 0 | 0.21 | 0.21 | 0.21 | 0.21 | 0.21 | 0.21 | 0.21 | 0.21 | 0.21 | 0.21 | 0.21 | 0.21 | 0.21 | 0.21 | 0.21 | 0.21 | 0.21 | 0.21 | 0.21 | 0.21 | 0.21 | 0.21 | 0.21 | 0.21
D2HLT0138 | 0 | 0 | 0 | 0 | 0 | 0 | 0 | 0.3 | 0.3 | 0.3 | 0.3 | 0.3 | 0.3 | 0.3 | 0.3 | 0.3 | 0.3 | 0.3 | 0.3 | 0.3 | 0.3 | 0.3 | 0.3 | 0.3 | 0.3 | 0.3 | 0.3 | 0.3 | 0.3 | 0.3 | 0.3
D2HLT0139 | 0 | 0 | 0 | 0 | 0 | 0 | 0 | 0.372 | 0.372 | 0.372 | 0.372 | 0.372 | 0.372 | 0.372 | 0.372 | 0.372 | 0.372 | 0.372 | 0.372 | 0.372 | 0.372 | 0.372 | 0.372 | 0.372 | 0.372 | 0.372 | 0.372 | 0.372 | 0.372 | 0.372 | 0.372
D2HLT0140 | 0 | 0 | 0 | 0 | 0 | 0 | 0 | 0.3 | 0.3 | 0.3 | 0.3 | 0.3 | 0.3 | 0.3 | 0.3 | 0.3 | 0.3 | 0.3 | 0.3 | 0.3 | 0.3 | 0.3 | 0.3 | 0.3 | 0.3 | 0.3 | 0.3 | 0.3 | 0.3 | 0.3 | 0.3
D2HLT0141 | 0 | 0 | 0 | 0 | 0 | 0 | 0 | 0.153 | 0.153 | 0.153 | 0.153 | 0.153 | 0.153 | 0.153 | 0.153 | 0.153 | 0.153 | 0.153 | 0.153 | 0.153 | 0.153 | 0.153 | 0.153 | 0.153 | 0.153 | 0.153 | 0.153 | 0.153 | 0.153 | 0.153 | 0.153

## AnnualMinCapacity
TECHNOLOGY | 2020 | 2021 | 2022 | 2023 | 2024 | 2025 | 2026 | 2027 | 2028 | 2029 | 2030 | 2031 | 2032 | 2033 | 2034 | 2035 | 2036 | 2037 | 2038 | 2039 | 2040 | 2041 | 2042 | 2043 | 2044 | 2045 | 2046 | 2047 | 2048 | 2049 | 2050
D2DMRELC01 | 0 | 0 | 0 | 0 | 0 | 0 | 0 | 0 | 0 | 0 | 0 | 0 | 0 | 0 | 0 | 0 | 0 | 0 | 0 | 0 | 0 | 0 | 0 | 0 | 0 | 0 | 0 | 0 | 0 | 0 | 0
D2DMIELC01 | 0 | 0 | 0 | 0 | 0 | 0 | 0 | 0 | 0 | 0 | 0 | 0 | 0 | 0 | 0 | 0 | 0 | 0 | 0 | 0 | 0 | 0 | 0 | 0 | 0 | 0 | 0 | 0 | 0 | 0 | 0
D2DMOELC01 | 0 | 0 | 0 | 0 | 0 | 0 | 0 | 0 | 0 | 0 | 0 | 0 | 0 | 0 | 0 | 0 | 0 | 0 | 0 | 0 | 0 | 0 | 0 | 0 | 0 | 0 | 0 | 0 | 0 | 0 | 0
D2BM00X00 | 0 | 0 | 0 | 0 | 0 | 0 | 0 | 0 | 0 | 0 | 0 | 0 | 0 | 0 | 0 | 0 | 0 | 0 | 0 | 0 | 0 | 0 | 0 | 0 | 0 | 0 | 0 | 0 | 0 | 0 | 0
D2BW00X00 | 0 | 0 | 0 | 0 | 0 | 0 | 0 | 0 | 0 | 0 | 0 | 0 | 0 | 0 | 0 | 0 | 0 | 0 | 0 | 0 | 0 | 0 | 0 | 0 | 0 | 0 | 0 | 0 | 0 | 0 | 0
D2HY00X00 | 0 | 0 | 0 | 0 | 0 | 0 | 0 | 0 | 0 | 0 | 0 | 0 | 0 | 0 | 0 | 0 | 0 | 0 | 0 | 0 | 0 | 0 | 0 | 0 | 0 | 0 | 0 | 0 | 0 | 0 | 0
D2SO00X00 | 0 | 0 | 0 | 0 | 0 | 0 | 0 | 0 | 0 | 0 | 0 | 0 | 0 | 0 | 0 | 0 | 0 | 0 | 0 | 0 | 0 | 0 | 0 | 0 | 0 | 0 | 0 | 0 | 0 | 0 | 0
D2WD00X00 | 0 | 0 | 0 | 0 | 0 | 0 | 0 | 0 | 0 | 0 | 0 | 0 | 0 | 0 | 0 | 0 | 0 | 0 | 0 | 0 | 0 | 0 | 0 | 0 | 0 | 0 | 0 | 0 | 0 | 0 | 0
D2HF00I00 | 0 | 0 | 0 | 0 | 0 | 0 | 0 | 0 | 0 | 0 | 0 | 0 | 0 | 0 | 0 | 0 | 0 | 0 | 0 | 0 | 0 | 0 | 0 | 0 | 0 | 0 | 0 | 0 | 0 | 0 | 0
D2DS00I00 | 0 | 0 | 0 | 0 | 0 | 0 | 0 | 0 | 0 | 0 | 0 | 0 | 0 | 0 | 0 | 0 | 0 | 0 | 0 | 0 | 0 | 0 | 0 | 0 | 0 | 0 | 0 | 0 | 0 | 0 | 0
D2NG00X00 | 0 | 0 | 0 | 0 | 0 | 0 | 0 | 0 | 0 | 0 | 0 | 0 | 0 | 0 | 0 | 0 | 0 | 0 | 0 | 0 | 0 | 0 | 0 | 0 | 0 | 0 | 0 | 0 | 0 | 0 | 0
D2CO00X00 | 0 | 0 | 0 | 0 | 0 | 0 | 0 | 0 | 0 | 0 | 0 | 0 | 0 | 0 | 0 | 0 | 0 | 0 | 0 | 0 | 0 | 0 | 0 | 0 | 0 | 0 | 0 | 0 | 0 | 0 | 0
D2PWRTRN | 0 | 0 | 0 | 0 | 0 | 0 | 0 | 0 | 0 | 0 | 0 | 0 | 0 | 0 | 0 | 0 | 0 | 0 | 0 | 0 | 0 | 0 | 0 | 0 | 0 | 0 | 0 | 0 | 0 | 0 | 0
D2IMPELC | 0 | 0 | 0 | 0 | 0 | 0 | 0 | 0 | 0 | 0 | 0 | 0 | 0 | 0 | 0 | 0 | 0 | 0 | 0 | 0 | 0 | 0 | 0 | 0 | 0 | 0 | 0 | 0 | 0 | 0 | 0
D2DSGC00 | 0 | 0 | 0 | 0 | 0 | 0 | 0 | 0 | 0 | 0 | 0 | 0 | 0 | 0 | 0 | 0 | 0 | 0 | 0 | 0 | 0 | 0 | 0 | 0 | 0 | 0 | 0 | 0 | 0 | 0 | 0
D2HFGC00 | 0 | 0 | 0 | 0 | 0 | 0 | 0 | 0 | 0 | 0 | 0 | 0 | 0 | 0 | 0 | 0 | 0 | 0 | 0 | 0 | 0 | 0 | 0 | 0 | 0 | 0 | 0 | 0 | 0 | 0 | 0
D2NGOC00 | 0 | 0 | 0 | 0 | 0 | 0 | 0 | 0 | 0 | 0 | 0 | 0 | 0 | 0 | 0 | 0 | 0 | 0 | 0 | 0 | 0 | 0 | 0 | 0 | 0 | 0 | 0 | 0 | 0 | 0 | 0
D2NGCC00 | 0 | 0 | 0 | 0 | 0 | 0 | 0 | 0 | 0 | 0 | 0 | 0 | 0 | 0 | 0 | 0 | 0 | 0 | 0 | 0 | 0 | 0 | 0 | 0 | 0 | 0 | 0 | 0 | 0 | 0 | 0
D2NGEC00 | 0 | 0 | 0 | 0 | 0 | 0 | 0 | 0 | 0 | 0 | 0 | 0 | 0 | 0 | 0 | 0 | 0 | 0 | 0 | 0 | 0 | 0 | 0 | 0 | 0 | 0 | 0 | 0 | 0 | 0 | 0
D2BMBC00 | 0 | 0 | 0 | 0 | 0 | 0 | 0 | 0 | 0 | 0 | 0 | 0 | 0 | 0 | 0 | 0 | 0 | 0 | 0 | 0 | 0 | 0 | 0 | 0 | 0 | 0 | 0 | 0 | 0 | 0 | 0
D2BWWC00 | 0 | 0 | 0 | 0 | 0 | 0 | 0 | 0 | 0 | 0 | 0 | 0 | 0 | 0 | 0 | 0 | 0 | 0 | 0 | 0 | 0 | 0 | 0 | 0 | 0 | 0 | 0 | 0 | 0 | 0 | 0
D2HYKC01 | 0 | 0 | 0 | 0 | 0 | 0 | 0 | 0 | 0 | 0 | 0 | 0 | 0 | 0 | 0 | 0 | 0 | 0 | 0 | 0 | 0 | 0 | 0 | 0 | 0 | 0 | 0 | 0 | 0 | 0 | 0
D2HYMC01 | 0 | 0 | 0 | 0 | 0 | 0 | 0 | 0 | 0 | 0 | 0 | 0 | 0 | 0 | 0 | 0 | 0 | 0 | 0 | 0 | 0 | 0 | 0 | 0 | 0 | 0 | 0 | 0 | 0 | 0 | 0
D2HYKC02 | 0 | 0 | 0 | 0 | 0 | 0 | 0 | 0 | 0 | 0 | 0 | 0 | 0 | 0 | 0 | 0 | 0 | 0 | 0 | 0 | 0 | 0 | 0 | 0 | 0 | 0 | 0 | 0 | 0 | 0 | 0
D2HYKC03 | 0 | 0 | 0 | 0 | 0 | 0 | 0 | 0 | 0 | 0 | 0 | 0 | 0 | 0 | 0 | 0 | 0 | 0 | 0 | 0 | 0 | 0 | 0 | 0 | 0 | 0 | 0 | 0 | 0 | 0 | 0
D2HYBC01 | 0 | 0 | 0 | 0 | 0 | 0 | 0 | 0 | 0 | 0 | 0 | 0 | 0 | 0 | 0 | 0 | 0 | 0 | 0 | 0 | 0 | 0 | 0 | 0 | 0 | 0 | 0 | 0 | 0 | 0 | 0
D2SOPC3750 | 0 | 0 | 0 | 0 | 0 | 0 | 0 | 0 | 0 | 0 | 0 | 0 | 0 | 0 | 0 | 0 | 0 | 0 | 0 | 0 | 0 | 0 | 0 | 0 | 0 | 0 | 0 | 0 | 0 | 0 | 0
D2SOPC1354 | 0 | 0 | 0 | 0 | 0 | 0 | 0 | 0 | 0 | 0 | 0 | 0 | 0 | 0 | 0 | 0 | 0 | 0 | 0 | 0 | 0 | 0 | 0 | 0 | 0 | 0 | 0 | 0 | 0 | 0 | 0
D2SOPC1390 | 0 | 0 | 0 | 0 | 0 | 0 | 0 | 0 | 0 | 0 | 0 | 0 | 0 | 0 | 0 | 0 | 0 | 0 | 0 | 0 | 0 | 0 | 0 | 0 | 0 | 0 | 0 | 0 | 0 | 0 | 0
D2SOPC1364 | 0 | 0 | 0 | 0 | 0 | 0 | 0 | 0 | 0 | 0 | 0 | 0 | 0 | 0 | 0 | 0 | 0 | 0 | 0 | 0 | 0 | 0 | 0 | 0 | 0 | 0 | 0 | 0 | 0 | 0 | 0
D2SOPC1367 | 0 | 0 | 0 | 0 | 0 | 0 | 0 | 0 | 0 | 0 | 0 | 0 | 0 | 0 | 0 | 0 | 0 | 0 | 0 | 0 | 0 | 0 | 0 | 0 | 0 | 0 | 0 | 0 | 0 | 0 | 0
D2SOPC1331 | 0 | 0 | 0 | 0 | 0 | 0 | 0 | 0 | 0 | 0 | 0 | 0 | 0 | 0 | 0 | 0 | 0 | 0 | 0 | 0 | 0 | 0 | 0 | 0 | 0 | 0 | 0 | 0 | 0 | 0 | 0
D2SOPC1355 | 0 | 0 | 0 | 0 | 0 | 0 | 0 | 0 | 0 | 0 | 0 | 0 | 0 | 0 | 0 | 0 | 0 | 0 | 0 | 0 | 0 | 0 | 0 | 0 | 0 | 0 | 0 | 0 | 0 | 0 | 0
D2SOTN00 | 0 | 0 | 0 | 0 | 0 | 0 | 0 | 0 | 0 | 0 | 0 | 0 | 0 | 0 | 0 | 0 | 0 | 0 | 0 | 0 | 0 | 0 | 0 | 0 | 0 | 0 | 0 | 0 | 0 | 0 | 0
D2WDLC2 | 0 | 0 | 0 | 0 | 0 | 0 | 0 | 0 | 0 | 0 | 0 | 0 | 0 | 0 | 0 | 0 | 0 | 0 | 0 | 0 | 0 | 0 | 0 | 0 | 0 | 0 | 0 | 0 | 0 | 0 | 0
D2WDLC3 | 0 | 0 | 0 | 0 | 0 | 0 | 0 | 0 | 0 | 0 | 0 | 0 | 0 | 0 | 0 | 0 | 0 | 0 | 0 | 0 | 0 | 0 | 0 | 0 | 0 | 0 | 0 | 0 | 0 | 0 | 0
D2WDLC4 | 0 | 0 | 0 | 0 | 0 | 0 | 0 | 0 | 0 | 0 | 0 | 0 | 0 | 0 | 0 | 0 | 0 | 0 | 0 | 0 | 0 | 0 | 0 | 0 | 0 | 0 | 0 | 0 | 0 | 0 | 0
D2WDLC6 | 0 | 0 | 0 | 0 | 0 | 0 | 0 | 0 | 0 | 0 | 0 | 0 | 0 | 0 | 0 | 0 | 0 | 0 | 0 | 0 | 0 | 0 | 0 | 0 | 0 | 0 | 0 | 0 | 0 | 0 | 0
D2WDLC7 | 0 | 0 | 0 | 0 | 0 | 0 | 0 | 0 | 0 | 0 | 0 | 0 | 0 | 0 | 0 | 0 | 0 | 0 | 0 | 0 | 0 | 0 | 0 | 0 | 0 | 0 | 0 | 0 | 0 | 0 | 0
D2WDLC8 | 0 | 0 | 0 | 0 | 0 | 0 | 0 | 0 | 0 | 0 | 0 | 0 | 0 | 0 | 0 | 0 | 0 | 0 | 0 | 0 | 0 | 0 | 0 | 0 | 0 | 0 | 0 | 0 | 0 | 0 | 0
D2WDLC10 | 0 | 0 | 0 | 0 | 0 | 0 | 0 | 0 | 0 | 0 | 0 | 0 | 0 | 0 | 0 | 0 | 0 | 0 | 0 | 0 | 0 | 0 | 0 | 0 | 0 | 0 | 0 | 0 | 0 | 0 | 0
D2HLT0180 | 0 | 0 | 0 | 0 | 0 | 0 | 0 | 0 | 0 | 0 | 0 | 0 | 0 | 0 | 0 | 0 | 0 | 0 | 0 | 0 | 0 | 0 | 0 | 0 | 0 | 0 | 0 | 0 | 0 | 0 | 0
D2HLT0181 | 0 | 0 | 0 | 0 | 0 | 0 | 0 | 0 | 0 | 0 | 0 | 0 | 0 | 0 | 0 | 0 | 0 | 0 | 0 | 0 | 0 | 0 | 0 | 0 | 0 | 0 | 0 | 0 | 0 | 0 | 0
D2HSF0779 | 0 | 0 | 0 | 0 | 0 | 0 | 0 | 0 | 0 | 0 | 0 | 0 | 0 | 0 | 0 | 0 | 0 | 0 | 0 | 0 | 0 | 0 | 0 | 0 | 0 | 0 | 0 | 0 | 0 | 0 | 0
D2HSF0893 | 0 | 0 | 0 | 0 | 0 | 0 | 0 | 0 | 0 | 0 | 0 | 0 | 0 | 0 | 0 | 0 | 0 | 0 | 0 | 0 | 0 | 0 | 0 | 0 | 0 | 0 | 0 | 0 | 0 | 0 | 0
D2HSF0915 | 0 | 0 | 0 | 0 | 0 | 0 | 0 | 0 | 0 | 0 | 0 | 0 | 0 | 0 | 0 | 0 | 0 | 0 | 0 | 0 | 0 | 0 | 0 | 0 | 0 | 0 | 0 | 0 | 0 | 0 | 0
D2HLT0165 | 0 | 0 | 0 | 0 | 0 | 0 | 0 | 0 | 0 | 0 | 0 | 0 | 0 | 0 | 0 | 0 | 0 | 0 | 0 | 0 | 0 | 0 | 0 | 0 | 0 | 0 | 0 | 0 | 0 | 0 | 0
D2HLT0166 | 0 | 0 | 0 | 0 | 0 | 0 | 0 | 0 | 0 | 0 | 0 | 0 | 0 | 0 | 0 | 0 | 0 | 0 | 0 | 0 | 0 | 0 | 0 | 0 | 0 | 0 | 0 | 0 | 0 | 0 | 0
D2HLT0171 | 0 | 0 | 0 | 0 | 0 | 0 | 0 | 0 | 0 | 0 | 0 | 0 | 0 | 0 | 0 | 0 | 0 | 0 | 0 | 0 | 0 | 0 | 0 | 0 | 0 | 0 | 0 | 0 | 0 | 0 | 0
D2HLT0182 | 0 | 0 | 0 | 0 | 0 | 0 | 0 | 0 | 0 | 0 | 0 | 0 | 0 | 0 | 0 | 0 | 0 | 0 | 0 | 0 | 0 | 0 | 0 | 0 | 0 | 0 | 0 | 0 | 0 | 0 | 0
D2HSF0852 | 0 | 0 | 0 | 0 | 0 | 0 | 0 | 0 | 0 | 0 | 0 | 0 | 0 | 0 | 0 | 0 | 0 | 0 | 0 | 0 | 0 | 0 | 0 | 0 | 0 | 0 | 0 | 0 | 0 | 0 | 0
D2HSF0910 | 0 | 0 | 0 | 0 | 0 | 0 | 0 | 0 | 0 | 0 | 0 | 0 | 0 | 0 | 0 | 0 | 0 | 0 | 0 | 0 | 0 | 0 | 0 | 0 | 0 | 0 | 0 | 0 | 0 | 0 | 0
D2HSF0969 | 0 | 0 | 0 | 0 | 0 | 0 | 0 | 0 | 0 | 0 | 0 | 0 | 0 | 0 | 0 | 0 | 0 | 0 | 0 | 0 | 0 | 0 | 0 | 0 | 0 | 0 | 0 | 0 | 0 | 0 | 0
D2HLT0075 | 0 | 0 | 0 | 0 | 0 | 0 | 0 | 0 | 0 | 0 | 0 | 0 | 0 | 0 | 0 | 0 | 0 | 0 | 0 | 0 | 0 | 0 | 0 | 0 | 0 | 0 | 0 | 0 | 0 | 0 | 0
D2HLT0084 | 0 | 0 | 0 | 0 | 0 | 0 | 0 | 0 | 0 | 0 | 0 | 0 | 0 | 0 | 0 | 0 | 0 | 0 | 0 | 0 | 0 | 0 | 0 | 0 | 0 | 0 | 0 | 0 | 0 | 0 | 0
D2HLT0091 | 0 | 0 | 0 | 0 | 0 | 0 | 0 | 0 | 0 | 0 | 0 | 0 | 0 | 0 | 0 | 0 | 0 | 0 | 0 | 0 | 0 | 0 | 0 | 0 | 0 | 0 | 0 | 0 | 0 | 0 | 0
D2HLT0094 | 0 | 0 | 0 | 0 | 0 | 0 | 0 | 0 | 0 | 0 | 0 | 0 | 0 | 0 | 0 | 0 | 0 | 0 | 0 | 0 | 0 | 0 | 0 | 0 | 0 | 0 | 0 | 0 | 0 | 0 | 0
D2HLT0138 | 0 | 0 | 0 | 0 | 0 | 0 | 0 | 0 | 0 | 0 | 0 | 0 | 0 | 0 | 0 | 0 | 0 | 0 | 0 | 0 | 0 | 0 | 0 | 0 | 0 | 0 | 0 | 0 | 0 | 0 | 0
D2HLT0139 | 0 | 0 | 0 | 0 | 0 | 0 | 0 | 0 | 0 | 0 | 0 | 0 | 0 | 0 | 0 | 0 | 0 | 0 | 0 | 0 | 0 | 0 | 0 | 0 | 0 | 0 | 0 | 0 | 0 | 0 | 0
D2HLT0140 | 0 | 0 | 0 | 0 | 0 | 0 | 0 | 0 | 0 | 0 | 0 | 0 | 0 | 0 | 0 | 0 | 0 | 0 | 0 | 0 | 0 | 0 | 0 | 0 | 0 | 0 | 0 | 0 | 0 | 0 | 0
D2HLT0141 | 0 | 0 | 0 | 0 | 0 | 0 | 0 | 0 | 0 | 0 | 0 | 0 | 0 | 0 | 0 | 0 | 0 | 0 | 0 | 0 | 0 | 0 | 0 | 0 | 0 | 0 | 0 | 0 | 0 | 0 | 0

## AnnualActivityUpperLimit
TECHNOLOGY | 2020 | 2021 | 2022 | 2023 | 2024 | 2025 | 2026 | 2027 | 2028 | 2029 | 2030 | 2031 | 2032 | 2033 | 2034 | 2035 | 2036 | 2037 | 2038 | 2039 | 2040 | 2041 | 2042 | 2043 | 2044 | 2045 | 2046 | 2047 | 2048 | 2049 | 2050
D2DMRELC01 | 9999 | 9999 | 9999 | 9999 | 9999 | 9999 | 9999 | 9999 | 9999 | 9999 | 9999 | 9999 | 9999 | 9999 | 9999 | 9999 | 9999 | 9999 | 9999 | 9999 | 9999 | 9999 | 9999 | 9999 | 9999 | 9999 | 9999 | 9999 | 9999 | 9999 | 9999
D2DMIELC01 | 9999 | 9999 | 9999 | 9999 | 9999 | 9999 | 9999 | 9999 | 9999 | 9999 | 9999 | 9999 | 9999 | 9999 | 9999 | 9999 | 9999 | 9999 | 9999 | 9999 | 9999 | 9999 | 9999 | 9999 | 9999 | 9999 | 9999 | 9999 | 9999 | 9999 | 9999
D2DMOELC01 | 9999 | 9999 | 9999 | 9999 | 9999 | 9999 | 9999 | 9999 | 9999 | 9999 | 9999 | 9999 | 9999 | 9999 | 9999 | 9999 | 9999 | 9999 | 9999 | 9999 | 9999 | 9999 | 9999 | 9999 | 9999 | 9999 | 9999 | 9999 | 9999 | 9999 | 9999
D2BM00X00 | 9999 | 9999 | 9999 | 9999 | 9999 | 9999 | 9999 | 9999 | 9999 | 9999 | 9999 | 9999 | 9999 | 9999 | 9999 | 9999 | 9999 | 9999 | 9999 | 9999 | 9999 | 9999 | 9999 | 9999 | 9999 | 9999 | 9999 | 9999 | 9999 | 9999 | 9999
D2BW00X00 | 9999 | 9999 | 9999 | 9999 | 9999 | 9999 | 9999 | 9999 | 9999 | 9999 | 9999 | 9999 | 9999 | 9999 | 9999 | 9999 | 9999 | 9999 | 9999 | 9999 | 9999 | 9999 | 9999 | 9999 | 9999 | 9999 | 9999 | 9999 | 9999 | 9999 | 9999
D2HY00X00 | 9999 | 9999 | 9999 | 9999 | 9999 | 9999 | 9999 | 9999 | 9999 | 9999 | 9999 | 9999 | 9999 | 9999 | 9999 | 9999 | 9999 | 9999 | 9999 | 9999 | 9999 | 9999 | 9999 | 9999 | 9999 | 9999 | 9999 | 9999 | 9999 | 9999 | 9999
D2SO00X00 | 9999 | 9999 | 9999 | 9999 | 9999 | 9999 | 9999 | 9999 | 9999 | 9999 | 9999 | 9999 | 9999 | 9999 | 9999 | 9999 | 9999 | 9999 | 9999 | 9999 | 9999 | 9999 | 9999 | 9999 | 9999 | 9999 | 9999 | 9999 | 9999 | 9999 | 9999
D2WD00X00 | 9999 | 9999 | 9999 | 9999 | 9999 | 9999 | 9999 | 9999 | 9999 | 9999 | 9999 | 9999 | 9999 | 9999 | 9999 | 9999 | 9999 | 9999 | 9999 | 9999 | 9999 | 9999 | 9999 | 9999 | 9999 | 9999 | 9999 | 9999 | 9999 | 9999 | 9999
D2HF00I00 | 9999 | 9999 | 9999 | 9999 | 9999 | 9999 | 9999 | 9999 | 9999 | 9999 | 9999 | 9999 | 9999 | 9999 | 9999 | 9999 | 9999 | 9999 | 9999 | 9999 | 9999 | 9999 | 9999 | 9999 | 9999 | 9999 | 9999 | 9999 | 9999 | 9999 | 9999
D2DS00I00 | 9999 | 9999 | 9999 | 9999 | 9999 | 9999 | 9999 | 9999 | 9999 | 9999 | 9999 | 9999 | 9999 | 9999 | 9999 | 9999 | 9999 | 9999 | 9999 | 9999 | 9999 | 9999 | 9999 | 9999 | 9999 | 9999 | 9999 | 9999 | 9999 | 9999 | 9999
D2NG00X00 | 9999 | 9999 | 9999 | 9999 | 9999 | 9999 | 9999 | 9999 | 9999 | 9999 | 9999 | 9999 | 9999 | 9999 | 9999 | 9999 | 9999 | 9999 | 9999 | 9999 | 9999 | 9999 | 9999 | 9999 | 9999 | 9999 | 9999 | 9999 | 9999 | 9999 | 9999
D2CO00X00 | 9999 | 9999 | 9999 | 9999 | 9999 | 9999 | 9999 | 9999 | 9999 | 9999 | 9999 | 9999 | 9999 | 9999 | 9999 | 9999 | 9999 | 9999 | 9999 | 9999 | 9999 | 9999 | 9999 | 9999 | 9999 | 9999 | 9999 | 9999 | 9999 | 9999 | 9999
D2PWRTRN | 9999 | 9999 | 9999 | 9999 | 9999 | 9999 | 9999 | 9999 | 9999 | 9999 | 9999 | 9999 | 9999 | 9999 | 9999 | 9999 | 9999 | 9999 | 9999 | 9999 | 9999 | 9999 | 9999 | 9999 | 9999 | 9999 | 9999 | 9999 | 9999 | 9999 | 9999
D2IMPELC | 9999 | 9999 | 9999 | 9999 | 9999 | 9999 | 9999 | 9999 | 9999 | 9999 | 9999 | 9999 | 9999 | 9999 | 9999 | 9999 | 9999 | 9999 | 9999 | 9999 | 9999 | 9999 | 9999 | 9999 | 9999 | 9999 | 9999 | 9999 | 9999 | 9999 | 9999
D2DSGC00 | 9999 | 9999 | 9999 | 9999 | 9999 | 9999 | 9999 | 9999 | 9999 | 9999 | 9999 | 9999 | 9999 | 9999 | 9999 | 9999 | 9999 | 9999 | 9999 | 9999 | 9999 | 9999 | 9999 | 9999 | 9999 | 9999 | 9999 | 9999 | 9999 | 9999 | 9999
D2HFGC00 | 9999 | 9999 | 9999 | 9999 | 9999 | 9999 | 9999 | 9999 | 9999 | 9999 | 9999 | 9999 | 9999 | 9999 | 9999 | 9999 | 9999 | 9999 | 9999 | 9999 | 9999 | 9999 | 9999 | 9999 | 9999 | 9999 | 9999 | 9999 | 9999 | 9999 | 9999
D2NGOC00 | 9999 | 9999 | 9999 | 9999 | 9999 | 9999 | 9999 | 9999 | 9999 | 9999 | 9999 | 9999 | 9999 | 9999 | 9999 | 9999 | 9999 | 9999 | 9999 | 9999 | 9999 | 9999 | 9999 | 9999 | 9999 | 9999 | 9999 | 9999 | 9999 | 9999 | 9999
D2NGCC00 | 9999 | 9999 | 9999 | 9999 | 9999 | 9999 | 9999 | 9999 | 9999 | 9999 | 9999 | 9999 | 9999 | 9999 | 9999 | 9999 | 9999 | 9999 | 9999 | 9999 | 9999 | 9999 | 9999 | 9999 | 9999 | 9999 | 9999 | 9999 | 9999 | 9999 | 9999
D2NGEC00 | 9999 | 9999 | 9999 | 9999 | 9999 | 9999 | 9999 | 9999 | 9999 | 9999 | 9999 | 9999 | 9999 | 9999 | 9999 | 9999 | 9999 | 9999 | 9999 | 9999 | 9999 | 9999 | 9999 | 9999 | 9999 | 9999 | 9999 | 9999 | 9999 | 9999 | 9999
D2BMBC00 | 9999 | 9999 | 9999 | 9999 | 9999 | 9999 | 9999 | 9999 | 9999 | 9999 | 9999 | 9999 | 9999 | 9999 | 9999 | 9999 | 9999 | 9999 | 9999 | 9999 | 9999 | 9999 | 9999 | 9999 | 9999 | 9999 | 9999 | 9999 | 9999 | 9999 | 9999
D2BWWC00 | 9999 | 9999 | 9999 | 9999 | 9999 | 9999 | 9999 | 9999 | 9999 | 9999 | 9999 | 9999 | 9999 | 9999 | 9999 | 9999 | 9999 | 9999 | 9999 | 9999 | 9999 | 9999 | 9999 | 9999 | 9999 | 9999 | 9999 | 9999 | 9999 | 9999 | 9999
D2HYKC01 | 9999 | 9999 | 9999 | 9999 | 9999 | 9999 | 9999 | 9999 | 9999 | 9999 | 9999 | 9999 | 9999 | 9999 | 9999 | 9999 | 9999 | 9999 | 9999 | 9999 | 9999 | 9999 | 9999 | 9999 | 9999 | 9999 | 9999 | 9999 | 9999 | 9999 | 9999
D2HYMC01 | 9999 | 9999 | 9999 | 9999 | 9999 | 9999 | 9999 | 9999 | 9999 | 9999 | 9999 | 9999 | 9999 | 9999 | 9999 | 9999 | 9999 | 9999 | 9999 | 9999 | 9999 | 9999 | 9999 | 9999 | 9999 | 9999 | 9999 | 9999 | 9999 | 9999 | 9999
D2HYKC02 | 9999 | 9999 | 9999 | 9999 | 9999 | 9999 | 9999 | 9999 | 9999 | 9999 | 9999 | 9999 | 9999 | 9999 | 9999 | 9999 | 9999 | 9999 | 9999 | 9999 | 9999 | 9999 | 9999 | 9999 | 9999 | 9999 | 9999 | 9999 | 9999 | 9999 | 9999
D2HYKC03 | 9999 | 9999 | 9999 | 9999 | 9999 | 9999 | 9999 | 9999 | 9999 | 9999 | 9999 | 9999 | 9999 | 9999 | 9999 | 9999 | 9999 | 9999 | 9999 | 9999 | 9999 | 9999 | 9999 | 9999 | 9999 | 9999 | 9999 | 9999 | 9999 | 9999 | 9999
D2HYBC01 | 9999 | 9999 | 9999 | 9999 | 9999 | 9999 | 9999 | 9999 | 9999 | 9999 | 9999 | 9999 | 9999 | 9999 | 9999 | 9999 | 9999 | 9999 | 9999 | 9999 | 9999 | 9999 | 9999 | 9999 | 9999 | 9999 | 9999 | 9999 | 9999 | 9999 | 9999
D2SOPC3750 | 9999 | 9999 | 9999 | 9999 | 9999 | 9999 | 9999 | 9999 | 9999 | 9999 | 9999 | 9999 | 9999 | 9999 | 9999 | 9999 | 9999 | 9999 | 9999 | 9999 | 9999 | 9999 | 9999 | 9999 | 9999 | 9999 | 9999 | 9999 | 9999 | 9999 | 9999
D2SOPC1354 | 9999 | 9999 | 9999 | 9999 | 9999 | 9999 | 9999 | 9999 | 9999 | 9999 | 9999 | 9999 | 9999 | 9999 | 9999 | 9999 | 9999 | 9999 | 9999 | 9999 | 9999 | 9999 | 9999 | 9999 | 9999 | 9999 | 9999 | 9999 | 9999 | 9999 | 9999
D2SOPC1390 | 9999 | 9999 | 9999 | 9999 | 9999 | 9999 | 9999 | 9999 | 9999 | 9999 | 9999 | 9999 | 9999 | 9999 | 9999 | 9999 | 9999 | 9999 | 9999 | 9999 | 9999 | 9999 | 9999 | 9999 | 9999 | 9999 | 9999 | 9999 | 9999 | 9999 | 9999
D2SOPC1364 | 9999 | 9999 | 9999 | 9999 | 9999 | 9999 | 9999 | 9999 | 9999 | 9999 | 9999 | 9999 | 9999 | 9999 | 9999 | 9999 | 9999 | 9999 | 9999 | 9999 | 9999 | 9999 | 9999 | 9999 | 9999 | 9999 | 9999 | 9999 | 9999 | 9999 | 9999
D2SOPC1367 | 9999 | 9999 | 9999 | 9999 | 9999 | 9999 | 9999 | 9999 | 9999 | 9999 | 9999 | 9999 | 9999 | 9999 | 9999 | 9999 | 9999 | 9999 | 9999 | 9999 | 9999 | 9999 | 9999 | 9999 | 9999 | 9999 | 9999 | 9999 | 9999 | 9999 | 9999
D2SOPC1331 | 9999 | 9999 | 9999 | 9999 | 9999 | 9999 | 9999 | 9999 | 9999 | 9999 | 9999 | 9999 | 9999 | 9999 | 9999 | 9999 | 9999 | 9999 | 9999 | 9999 | 9999 | 9999 | 9999 | 9999 | 9999 | 9999 | 9999 | 9999 | 9999 | 9999 | 9999
D2SOPC1355 | 9999 | 9999 | 9999 | 9999 | 9999 | 9999 | 9999 | 9999 | 9999 | 9999 | 9999 | 9999 | 9999 | 9999 | 9999 | 9999 | 9999 | 9999 | 9999 | 9999 | 9999 | 9999 | 9999 | 9999 | 9999 | 9999 | 9999 | 9999 | 9999 | 9999 | 9999
D2SOTN00 | 9999 | 9999 | 9999 | 9999 | 9999 | 9999 | 9999 | 9999 | 9999 | 9999 | 9999 | 9999 | 9999 | 9999 | 9999 | 9999 | 9999 | 9999 | 9999 | 9999 | 9999 | 9999 | 9999 | 9999 | 9999 | 9999 | 9999 | 9999 | 9999 | 9999 | 9999
D2WDLC2 | 9999 | 9999 | 9999 | 9999 | 9999 | 9999 | 9999 | 9999 | 9999 | 9999 | 9999 | 9999 | 9999 | 9999 | 9999 | 9999 | 9999 | 9999 | 9999 | 9999 | 9999 | 9999 | 9999 | 9999 | 9999 | 9999 | 9999 | 9999 | 9999 | 9999 | 9999
D2WDLC3 | 9999 | 9999 | 9999 | 9999 | 9999 | 9999 | 9999 | 9999 | 9999 | 9999 | 9999 | 9999 | 9999 | 9999 | 9999 | 9999 | 9999 | 9999 | 9999 | 9999 | 9999 | 9999 | 9999 | 9999 | 9999 | 9999 | 9999 | 9999 | 9999 | 9999 | 9999
D2WDLC4 | 9999 | 9999 | 9999 | 9999 | 9999 | 9999 | 9999 | 9999 | 9999 | 9999 | 9999 | 9999 | 9999 | 9999 | 9999 | 9999 | 9999 | 9999 | 9999 | 9999 | 9999 | 9999 | 9999 | 9999 | 9999 | 9999 | 9999 | 9999 | 9999 | 9999 | 9999
D2WDLC6 | 9999 | 9999 | 9999 | 9999 | 9999 | 9999 | 9999 | 9999 | 9999 | 9999 | 9999 | 9999 | 9999 | 9999 | 9999 | 9999 | 9999 | 9999 | 9999 | 9999 | 9999 | 9999 | 9999 | 9999 | 9999 | 9999 | 9999 | 9999 | 9999 | 9999 | 9999
D2WDLC7 | 9999 | 9999 | 9999 | 9999 | 9999 | 9999 | 9999 | 9999 | 9999 | 9999 | 9999 | 9999 | 9999 | 9999 | 9999 | 9999 | 9999 | 9999 | 9999 | 9999 | 9999 | 9999 | 9999 | 9999 | 9999 | 9999 | 9999 | 9999 | 9999 | 9999 | 9999
D2WDLC8 | 9999 | 9999 | 9999 | 9999 | 9999 | 9999 | 9999 | 9999 | 9999 | 9999 | 9999 | 9999 | 9999 | 9999 | 9999 | 9999 | 9999 | 9999 | 9999 | 9999 | 9999 | 9999 | 9999 | 9999 | 9999 | 9999 | 9999 | 9999 | 9999 | 9999 | 9999
D2WDLC10 | 9999 | 9999 | 9999 | 9999 | 9999 | 9999 | 9999 | 9999 | 9999 | 9999 | 9999 | 9999 | 9999 | 9999 | 9999 | 9999 | 9999 | 9999 | 9999 | 9999 | 9999 | 9999 | 9999 | 9999 | 9999 | 9999 | 9999 | 9999 | 9999 | 9999 | 9999
D2HLT0180 | 9999 | 9999 | 9999 | 9999 | 9999 | 9999 | 9999 | 9999 | 9999 | 9999 | 9999 | 9999 | 9999 | 9999 | 9999 | 9999 | 9999 | 9999 | 9999 | 9999 | 9999 | 9999 | 9999 | 9999 | 9999 | 9999 | 9999 | 9999 | 9999 | 9999 | 9999
D2HLT0181 | 9999 | 9999 | 9999 | 9999 | 9999 | 9999 | 9999 | 9999 | 9999 | 9999 | 9999 | 9999 | 9999 | 9999 | 9999 | 9999 | 9999 | 9999 | 9999 | 9999 | 9999 | 9999 | 9999 | 9999 | 9999 | 9999 | 9999 | 9999 | 9999 | 9999 | 9999
D2HSF0779 | 9999 | 9999 | 9999 | 9999 | 9999 | 9999 | 9999 | 9999 | 9999 | 9999 | 9999 | 9999 | 9999 | 9999 | 9999 | 9999 | 9999 | 9999 | 9999 | 9999 | 9999 | 9999 | 9999 | 9999 | 9999 | 9999 | 9999 | 9999 | 9999 | 9999 | 9999
D2HSF0893 | 9999 | 9999 | 9999 | 9999 | 9999 | 9999 | 9999 | 9999 | 9999 | 9999 | 9999 | 9999 | 9999 | 9999 | 9999 | 9999 | 9999 | 9999 | 9999 | 9999 | 9999 | 9999 | 9999 | 9999 | 9999 | 9999 | 9999 | 9999 | 9999 | 9999 | 9999
D2HSF0915 | 9999 | 9999 | 9999 | 9999 | 9999 | 9999 | 9999 | 9999 | 9999 | 9999 | 9999 | 9999 | 9999 | 9999 | 9999 | 9999 | 9999 | 9999 | 9999 | 9999 | 9999 | 9999 | 9999 | 9999 | 9999 | 9999 | 9999 | 9999 | 9999 | 9999 | 9999
D2HLT0165 | 9999 | 9999 | 9999 | 9999 | 9999 | 9999 | 9999 | 9999 | 9999 | 9999 | 9999 | 9999 | 9999 | 9999 | 9999 | 9999 | 9999 | 9999 | 9999 | 9999 | 9999 | 9999 | 9999 | 9999 | 9999 | 9999 | 9999 | 9999 | 9999 | 9999 | 9999
D2HLT0166 | 9999 | 9999 | 9999 | 9999 | 9999 | 9999 | 9999 | 9999 | 9999 | 9999 | 9999 | 9999 | 9999 | 9999 | 9999 | 9999 | 9999 | 9999 | 9999 | 9999 | 9999 | 9999 | 9999 | 9999 | 9999 | 9999 | 9999 | 9999 | 9999 | 9999 | 9999
D2HLT0171 | 9999 | 9999 | 9999 | 9999 | 9999 | 9999 | 9999 | 9999 | 9999 | 9999 | 9999 | 9999 | 9999 | 9999 | 9999 | 9999 | 9999 | 9999 | 9999 | 9999 | 9999 | 9999 | 9999 | 9999 | 9999 | 9999 | 9999 | 9999 | 9999 | 9999 | 9999
D2HLT0182 | 9999 | 9999 | 9999 | 9999 | 9999 | 9999 | 9999 | 9999 | 9999 | 9999 | 9999 | 9999 | 9999 | 9999 | 9999 | 9999 | 9999 | 9999 | 9999 | 9999 | 9999 | 9999 | 9999 | 9999 | 9999 | 9999 | 9999 | 9999 | 9999 | 9999 | 9999
D2HSF0852 | 9999 | 9999 | 9999 | 9999 | 9999 | 9999 | 9999 | 9999 | 9999 | 9999 | 9999 | 9999 | 9999 | 9999 | 9999 | 9999 | 9999 | 9999 | 9999 | 9999 | 9999 | 9999 | 9999 | 9999 | 9999 | 9999 | 9999 | 9999 | 9999 | 9999 | 9999
D2HSF0910 | 9999 | 9999 | 9999 | 9999 | 9999 | 9999 | 9999 | 9999 | 9999 | 9999 | 9999 | 9999 | 9999 | 9999 | 9999 | 9999 | 9999 | 9999 | 9999 | 9999 | 9999 | 9999 | 9999 | 9999 | 9999 | 9999 | 9999 | 9999 | 9999 | 9999 | 9999
D2HSF0969 | 9999 | 9999 | 9999 | 9999 | 9999 | 9999 | 9999 | 9999 | 9999 | 9999 | 9999 | 9999 | 9999 | 9999 | 9999 | 9999 | 9999 | 9999 | 9999 | 9999 | 9999 | 9999 | 9999 | 9999 | 9999 | 9999 | 9999 | 9999 | 9999 | 9999 | 9999
D2HLT0075 | 9999 | 9999 | 9999 | 9999 | 9999 | 9999 | 9999 | 9999 | 9999 | 9999 | 9999 | 9999 | 9999 | 9999 | 9999 | 9999 | 9999 | 9999 | 9999 | 9999 | 9999 | 9999 | 9999 | 9999 | 9999 | 9999 | 9999 | 9999 | 9999 | 9999 | 9999
D2HLT0084 | 9999 | 9999 | 9999 | 9999 | 9999 | 9999 | 9999 | 9999 | 9999 | 9999 | 9999 | 9999 | 9999 | 9999 | 9999 | 9999 | 9999 | 9999 | 9999 | 9999 | 9999 | 9999 | 9999 | 9999 | 9999 | 9999 | 9999 | 9999 | 9999 | 9999 | 9999
D2HLT0091 | 9999 | 9999 | 9999 | 9999 | 9999 | 9999 | 9999 | 9999 | 9999 | 9999 | 9999 | 9999 | 9999 | 9999 | 9999 | 9999 | 9999 | 9999 | 9999 | 9999 | 9999 | 9999 | 9999 | 9999 | 9999 | 9999 | 9999 | 9999 | 9999 | 9999 | 9999
D2HLT0094 | 9999 | 9999 | 9999 | 9999 | 9999 | 9999 | 9999 | 9999 | 9999 | 9999 | 9999 | 9999 | 9999 | 9999 | 9999 | 9999 | 9999 | 9999 | 9999 | 9999 | 9999 | 9999 | 9999 | 9999 | 9999 | 9999 | 9999 | 9999 | 9999 | 9999 | 9999
D2HLT0138 | 9999 | 9999 | 9999 | 9999 | 9999 | 9999 | 9999 | 9999 | 9999 | 9999 | 9999 | 9999 | 9999 | 9999 | 9999 | 9999 | 9999 | 9999 | 9999 | 9999 | 9999 | 9999 | 9999 | 9999 | 9999 | 9999 | 9999 | 9999 | 9999 | 9999 | 9999
D2HLT0139 | 9999 | 9999 | 9999 | 9999 | 9999 | 9999 | 9999 | 9999 | 9999 | 9999 | 9999 | 9999 | 9999 | 9999 | 9999 | 9999 | 9999 | 9999 | 9999 | 9999 | 9999 | 9999 | 9999 | 9999 | 9999 | 9999 | 9999 | 9999 | 9999 | 9999 | 9999
D2HLT0140 | 9999 | 9999 | 9999 | 9999 | 9999 | 9999 | 9999 | 9999 | 9999 | 9999 | 9999 | 9999 | 9999 | 9999 | 9999 | 9999 | 9999 | 9999 | 9999 | 9999 | 9999 | 9999 | 9999 | 9999 | 9999 | 9999 | 9999 | 9999 | 9999 | 9999 | 9999
D2HLT0141 | 9999 | 9999 | 9999 | 9999 | 9999 | 9999 | 9999 | 9999 | 9999 | 9999 | 9999 | 9999 | 9999 | 9999 | 9999 | 9999 | 9999 | 9999 | 9999 | 9999 | 9999 | 9999 | 9999 | 9999 | 9999 | 9999 | 9999 | 9999 | 9999 | 9999 | 9999

## AnnualActivityLowerLimit
TECHNOLOGY | 2020 | 2021 | 2022 | 2023 | 2024 | 2025 | 2026 | 2027 | 2028 | 2029 | 2030 | 2031 | 2032 | 2033 | 2034 | 2035 | 2036 | 2037 | 2038 | 2039 | 2040 | 2041 | 2042 | 2043 | 2044 | 2045 | 2046 | 2047 | 2048 | 2049 | 2050
D2DMRELC01 | 0 | 0 | 0 | 0 | 0 | 0 | 0 | 0 | 0 | 0 | 0 | 0 | 0 | 0 | 0 | 0 | 0 | 0 | 0 | 0 | 0 | 0 | 0 | 0 | 0 | 0 | 0 | 0 | 0 | 0 | 0
D2DMIELC01 | 0 | 0 | 0 | 0 | 0 | 0 | 0 | 0 | 0 | 0 | 0 | 0 | 0 | 0 | 0 | 0 | 0 | 0 | 0 | 0 | 0 | 0 | 0 | 0 | 0 | 0 | 0 | 0 | 0 | 0 | 0
D2DMOELC01 | 0 | 0 | 0 | 0 | 0 | 0 | 0 | 0 | 0 | 0 | 0 | 0 | 0 | 0 | 0 | 0 | 0 | 0 | 0 | 0 | 0 | 0 | 0 | 0 | 0 | 0 | 0 | 0 | 0 | 0 | 0
D2BM00X00 | 0 | 0 | 0 | 0 | 0 | 0 | 0 | 0 | 0 | 0 | 0 | 0 | 0 | 0 | 0 | 0 | 0 | 0 | 0 | 0 | 0 | 0 | 0 | 0 | 0 | 0 | 0 | 0 | 0 | 0 | 0
D2BW00X00 | 0 | 0 | 0 | 0 | 0 | 0 | 0 | 0 | 0 | 0 | 0 | 0 | 0 | 0 | 0 | 0 | 0 | 0 | 0 | 0 | 0 | 0 | 0 | 0 | 0 | 0 | 0 | 0 | 0 | 0 | 0
D2HY00X00 | 0 | 0 | 0 | 0 | 0 | 0 | 0 | 0 | 0 | 0 | 0 | 0 | 0 | 0 | 0 | 0 | 0 | 0 | 0 | 0 | 0 | 0 | 0 | 0 | 0 | 0 | 0 | 0 | 0 | 0 | 0
D2SO00X00 | 0 | 0 | 0 | 0 | 0 | 0 | 0 | 0 | 0 | 0 | 0 | 0 | 0 | 0 | 0 | 0 | 0 | 0 | 0 | 0 | 0 | 0 | 0 | 0 | 0 | 0 | 0 | 0 | 0 | 0 | 0
D2WD00X00 | 0 | 0 | 0 | 0 | 0 | 0 | 0 | 0 | 0 | 0 | 0 | 0 | 0 | 0 | 0 | 0 | 0 | 0 | 0 | 0 | 0 | 0 | 0 | 0 | 0 | 0 | 0 | 0 | 0 | 0 | 0
D2HF00I00 | 0 | 0 | 0 | 0 | 0 | 0 | 0 | 0 | 0 | 0 | 0 | 0 | 0 | 0 | 0 | 0 | 0 | 0 | 0 | 0 | 0 | 0 | 0 | 0 | 0 | 0 | 0 | 0 | 0 | 0 | 0
D2DS00I00 | 0 | 0 | 0 | 0 | 0 | 0 | 0 | 0 | 0 | 0 | 0 | 0 | 0 | 0 | 0 | 0 | 0 | 0 | 0 | 0 | 0 | 0 | 0 | 0 | 0 | 0 | 0 | 0 | 0 | 0 | 0
D2NG00X00 | 0 | 0 | 0 | 0 | 0 | 0 | 0 | 0 | 0 | 0 | 0 | 0 | 0 | 0 | 0 | 0 | 0 | 0 | 0 | 0 | 0 | 0 | 0 | 0 | 0 | 0 | 0 | 0 | 0 | 0 | 0
D2CO00X00 | 0 | 0 | 0 | 0 | 0 | 0 | 0 | 0 | 0 | 0 | 0 | 0 | 0 | 0 | 0 | 0 | 0 | 0 | 0 | 0 | 0 | 0 | 0 | 0 | 0 | 0 | 0 | 0 | 0 | 0 | 0
D2PWRTRN | 0 | 0 | 0 | 0 | 0 | 0 | 0 | 0 | 0 | 0 | 0 | 0 | 0 | 0 | 0 | 0 | 0 | 0 | 0 | 0 | 0 | 0 | 0 | 0 | 0 | 0 | 0 | 0 | 0 | 0 | 0
D2IMPELC | 0 | 0 | 0 | 0 | 0 | 0 | 0 | 0 | 0 | 0 | 0 | 0 | 0 | 0 | 0 | 0 | 0 | 0 | 0 | 0 | 0 | 0 | 0 | 0 | 0 | 0 | 0 | 0 | 0 | 0 | 0
D2DSGC00 | 0 | 0 | 0 | 0 | 0 | 0 | 0 | 0 | 0 | 0 | 0 | 0 | 0 | 0 | 0 | 0 | 0 | 0 | 0 | 0 | 0 | 0 | 0 | 0 | 0 | 0 | 0 | 0 | 0 | 0 | 0
D2HFGC00 | 0 | 0 | 0 | 0 | 0 | 0 | 0 | 0 | 0 | 0 | 0 | 0 | 0 | 0 | 0 | 0 | 0 | 0 | 0 | 0 | 0 | 0 | 0 | 0 | 0 | 0 | 0 | 0 | 0 | 0 | 0
D2NGOC00 | 0 | 0 | 0 | 0 | 0 | 0 | 0 | 0 | 0 | 0 | 0 | 0 | 0 | 0 | 0 | 0 | 0 | 0 | 0 | 0 | 0 | 0 | 0 | 0 | 0 | 0 | 0 | 0 | 0 | 0 | 0
D2NGCC00 | 0 | 0 | 0 | 0 | 0 | 0 | 0 | 0 | 0 | 0 | 0 | 0 | 0 | 0 | 0 | 0 | 0 | 0 | 0 | 0 | 0 | 0 | 0 | 0 | 0 | 0 | 0 | 0 | 0 | 0 | 0
D2NGEC00 | 0 | 0 | 0 | 0 | 0 | 0 | 0 | 0 | 0 | 0 | 0 | 0 | 0 | 0 | 0 | 0 | 0 | 0 | 0 | 0 | 0 | 0 | 0 | 0 | 0 | 0 | 0 | 0 | 0 | 0 | 0
D2BMBC00 | 0 | 0 | 0 | 0 | 0 | 0 | 0 | 0 | 0 | 0 | 0 | 0 | 0 | 0 | 0 | 0 | 0 | 0 | 0 | 0 | 0 | 0 | 0 | 0 | 0 | 0 | 0 | 0 | 0 | 0 | 0
D2BWWC00 | 0 | 0 | 0 | 0 | 0 | 0 | 0 | 0 | 0 | 0 | 0 | 0 | 0 | 0 | 0 | 0 | 0 | 0 | 0 | 0 | 0 | 0 | 0 | 0 | 0 | 0 | 0 | 0 | 0 | 0 | 0
D2HYKC01 | 0 | 0 | 0 | 0 | 0 | 0 | 0 | 0 | 0 | 0 | 0 | 0 | 0 | 0 | 0 | 0 | 0 | 0 | 0 | 0 | 0 | 0 | 0 | 0 | 0 | 0 | 0 | 0 | 0 | 0 | 0
D2HYMC01 | 0 | 0 | 0 | 0 | 0 | 0 | 0 | 0 | 0 | 0 | 0 | 0 | 0 | 0 | 0 | 0 | 0 | 0 | 0 | 0 | 0 | 0 | 0 | 0 | 0 | 0 | 0 | 0 | 0 | 0 | 0
D2HYKC02 | 0 | 0 | 0 | 0 | 0 | 0 | 0 | 0 | 0 | 0 | 0 | 0 | 0 | 0 | 0 | 0 | 0 | 0 | 0 | 0 | 0 | 0 | 0 | 0 | 0 | 0 | 0 | 0 | 0 | 0 | 0
D2HYKC03 | 0 | 0 | 0 | 0 | 0 | 0 | 0 | 0 | 0 | 0 | 0 | 0 | 0 | 0 | 0 | 0 | 0 | 0 | 0 | 0 | 0 | 0 | 0 | 0 | 0 | 0 | 0 | 0 | 0 | 0 | 0
D2HYBC01 | 0 | 0 | 0 | 0 | 0 | 0 | 0 | 0 | 0 | 0 | 0 | 0 | 0 | 0 | 0 | 0 | 0 | 0 | 0 | 0 | 0 | 0 | 0 | 0 | 0 | 0 | 0 | 0 | 0 | 0 | 0
D2SOPC3750 | 0 | 0 | 0 | 0 | 0 | 0 | 0 | 0 | 0 | 0 | 0 | 0 | 0 | 0 | 0 | 0 | 0 | 0 | 0 | 0 | 0 | 0 | 0 | 0 | 0 | 0 | 0 | 0 | 0 | 0 | 0
D2SOPC1354 | 0 | 0 | 0 | 0 | 0 | 0 | 0 | 0 | 0 | 0 | 0 | 0 | 0 | 0 | 0 | 0 | 0 | 0 | 0 | 0 | 0 | 0 | 0 | 0 | 0 | 0 | 0 | 0 | 0 | 0 | 0
D2SOPC1390 | 0 | 0 | 0 | 0 | 0 | 0 | 0 | 0 | 0 | 0 | 0 | 0 | 0 | 0 | 0 | 0 | 0 | 0 | 0 | 0 | 0 | 0 | 0 | 0 | 0 | 0 | 0 | 0 | 0 | 0 | 0
D2SOPC1364 | 0 | 0 | 0 | 0 | 0 | 0 | 0 | 0 | 0 | 0 | 0 | 0 | 0 | 0 | 0 | 0 | 0 | 0 | 0 | 0 | 0 | 0 | 0 | 0 | 0 | 0 | 0 | 0 | 0 | 0 | 0
D2SOPC1367 | 0 | 0 | 0 | 0 | 0 | 0 | 0 | 0 | 0 | 0 | 0 | 0 | 0 | 0 | 0 | 0 | 0 | 0 | 0 | 0 | 0 | 0 | 0 | 0 | 0 | 0 | 0 | 0 | 0 | 0 | 0
D2SOPC1331 | 0 | 0 | 0 | 0 | 0 | 0 | 0 | 0 | 0 | 0 | 0 | 0 | 0 | 0 | 0 | 0 | 0 | 0 | 0 | 0 | 0 | 0 | 0 | 0 | 0 | 0 | 0 | 0 | 0 | 0 | 0
D2SOPC1355 | 0 | 0 | 0 | 0 | 0 | 0 | 0 | 0 | 0 | 0 | 0 | 0 | 0 | 0 | 0 | 0 | 0 | 0 | 0 | 0 | 0 | 0 | 0 | 0 | 0 | 0 | 0 | 0 | 0 | 0 | 0
D2SOTN00 | 0 | 0 | 0 | 0 | 0 | 0 | 0 | 0 | 0 | 0 | 0 | 0 | 0 | 0 | 0 | 0 | 0 | 0 | 0 | 0 | 0 | 0 | 0 | 0 | 0 | 0 | 0 | 0 | 0 | 0 | 0
D2WDLC2 | 0 | 0 | 0 | 0 | 0 | 0 | 0 | 0 | 0 | 0 | 0 | 0 | 0 | 0 | 0 | 0 | 0 | 0 | 0 | 0 | 0 | 0 | 0 | 0 | 0 | 0 | 0 | 0 | 0 | 0 | 0
D2WDLC3 | 0 | 0 | 0 | 0 | 0 | 0 | 0 | 0 | 0 | 0 | 0 | 0 | 0 | 0 | 0 | 0 | 0 | 0 | 0 | 0 | 0 | 0 | 0 | 0 | 0 | 0 | 0 | 0 | 0 | 0 | 0
D2WDLC4 | 0 | 0 | 0 | 0 | 0 | 0 | 0 | 0 | 0 | 0 | 0 | 0 | 0 | 0 | 0 | 0 | 0 | 0 | 0 | 0 | 0 | 0 | 0 | 0 | 0 | 0 | 0 | 0 | 0 | 0 | 0
D2WDLC6 | 0 | 0 | 0 | 0 | 0 | 0 | 0 | 0 | 0 | 0 | 0 | 0 | 0 | 0 | 0 | 0 | 0 | 0 | 0 | 0 | 0 | 0 | 0 | 0 | 0 | 0 | 0 | 0 | 0 | 0 | 0
D2WDLC7 | 0 | 0 | 0 | 0 | 0 | 0 | 0 | 0 | 0 | 0 | 0 | 0 | 0 | 0 | 0 | 0 | 0 | 0 | 0 | 0 | 0 | 0 | 0 | 0 | 0 | 0 | 0 | 0 | 0 | 0 | 0
D2WDLC8 | 0 | 0 | 0 | 0 | 0 | 0 | 0 | 0 | 0 | 0 | 0 | 0 | 0 | 0 | 0 | 0 | 0 | 0 | 0 | 0 | 0 | 0 | 0 | 0 | 0 | 0 | 0 | 0 | 0 | 0 | 0
D2WDLC10 | 0 | 0 | 0 | 0 | 0 | 0 | 0 | 0 | 0 | 0 | 0 | 0 | 0 | 0 | 0 | 0 | 0 | 0 | 0 | 0 | 0 | 0 | 0 | 0 | 0 | 0 | 0 | 0 | 0 | 0 | 0
D2HLT0180 | 0 | 0 | 0 | 0 | 0 | 0 | 0 | 0 | 0 | 0 | 0 | 0 | 0 | 0 | 0 | 0 | 0 | 0 | 0 | 0 | 0 | 0 | 0 | 0 | 0 | 0 | 0 | 0 | 0 | 0 | 0
D2HLT0181 | 0 | 0 | 0 | 0 | 0 | 0 | 0 | 0 | 0 | 0 | 0 | 0 | 0 | 0 | 0 | 0 | 0 | 0 | 0 | 0 | 0 | 0 | 0 | 0 | 0 | 0 | 0 | 0 | 0 | 0 | 0
D2HSF0779 | 0 | 0 | 0 | 0 | 0 | 0 | 0 | 0 | 0 | 0 | 0 | 0 | 0 | 0 | 0 | 0 | 0 | 0 | 0 | 0 | 0 | 0 | 0 | 0 | 0 | 0 | 0 | 0 | 0 | 0 | 0
D2HSF0893 | 0 | 0 | 0 | 0 | 0 | 0 | 0 | 0 | 0 | 0 | 0 | 0 | 0 | 0 | 0 | 0 | 0 | 0 | 0 | 0 | 0 | 0 | 0 | 0 | 0 | 0 | 0 | 0 | 0 | 0 | 0
D2HSF0915 | 0 | 0 | 0 | 0 | 0 | 0 | 0 | 0 | 0 | 0 | 0 | 0 | 0 | 0 | 0 | 0 | 0 | 0 | 0 | 0 | 0 | 0 | 0 | 0 | 0 | 0 | 0 | 0 | 0 | 0 | 0
D2HLT0165 | 0 | 0 | 0 | 0 | 0 | 0 | 0 | 0 | 0 | 0 | 0 | 0 | 0 | 0 | 0 | 0 | 0 | 0 | 0 | 0 | 0 | 0 | 0 | 0 | 0 | 0 | 0 | 0 | 0 | 0 | 0
D2HLT0166 | 0 | 0 | 0 | 0 | 0 | 0 | 0 | 0 | 0 | 0 | 0 | 0 | 0 | 0 | 0 | 0 | 0 | 0 | 0 | 0 | 0 | 0 | 0 | 0 | 0 | 0 | 0 | 0 | 0 | 0 | 0
D2HLT0171 | 0 | 0 | 0 | 0 | 0 | 0 | 0 | 0 | 0 | 0 | 0 | 0 | 0 | 0 | 0 | 0 | 0 | 0 | 0 | 0 | 0 | 0 | 0 | 0 | 0 | 0 | 0 | 0 | 0 | 0 | 0
D2HLT0182 | 0 | 0 | 0 | 0 | 0 | 0 | 0 | 0 | 0 | 0 | 0 | 0 | 0 | 0 | 0 | 0 | 0 | 0 | 0 | 0 | 0 | 0 | 0 | 0 | 0 | 0 | 0 | 0 | 0 | 0 | 0
D2HSF0852 | 0 | 0 | 0 | 0 | 0 | 0 | 0 | 0 | 0 | 0 | 0 | 0 | 0 | 0 | 0 | 0 | 0 | 0 | 0 | 0 | 0 | 0 | 0 | 0 | 0 | 0 | 0 | 0 | 0 | 0 | 0
D2HSF0910 | 0 | 0 | 0 | 0 | 0 | 0 | 0 | 0 | 0 | 0 | 0 | 0 | 0 | 0 | 0 | 0 | 0 | 0 | 0 | 0 | 0 | 0 | 0 | 0 | 0 | 0 | 0 | 0 | 0 | 0 | 0
D2HSF0969 | 0 | 0 | 0 | 0 | 0 | 0 | 0 | 0 | 0 | 0 | 0 | 0 | 0 | 0 | 0 | 0 | 0 | 0 | 0 | 0 | 0 | 0 | 0 | 0 | 0 | 0 | 0 | 0 | 0 | 0 | 0
D2HLT0075 | 0 | 0 | 0 | 0 | 0 | 0 | 0 | 0 | 0 | 0 | 0 | 0 | 0 | 0 | 0 | 0 | 0 | 0 | 0 | 0 | 0 | 0 | 0 | 0 | 0 | 0 | 0 | 0 | 0 | 0 | 0
D2HLT0084 | 0 | 0 | 0 | 0 | 0 | 0 | 0 | 0 | 0 | 0 | 0 | 0 | 0 | 0 | 0 | 0 | 0 | 0 | 0 | 0 | 0 | 0 | 0 | 0 | 0 | 0 | 0 | 0 | 0 | 0 | 0
D2HLT0091 | 0 | 0 | 0 | 0 | 0 | 0 | 0 | 0 | 0 | 0 | 0 | 0 | 0 | 0 | 0 | 0 | 0 | 0 | 0 | 0 | 0 | 0 | 0 | 0 | 0 | 0 | 0 | 0 | 0 | 0 | 0
D2HLT0094 | 0 | 0 | 0 | 0 | 0 | 0 | 0 | 0 | 0 | 0 | 0 | 0 | 0 | 0 | 0 | 0 | 0 | 0 | 0 | 0 | 0 | 0 | 0 | 0 | 0 | 0 | 0 | 0 | 0 | 0 | 0
D2HLT0138 | 0 | 0 | 0 | 0 | 0 | 0 | 0 | 0 | 0 | 0 | 0 | 0 | 0 | 0 | 0 | 0 | 0 | 0 | 0 | 0 | 0 | 0 | 0 | 0 | 0 | 0 | 0 | 0 | 0 | 0 | 0
D2HLT0139 | 0 | 0 | 0 | 0 | 0 | 0 | 0 | 0 | 0 | 0 | 0 | 0 | 0 | 0 | 0 | 0 | 0 | 0 | 0 | 0 | 0 | 0 | 0 | 0 | 0 | 0 | 0 | 0 | 0 | 0 | 0
D2HLT0140 | 0 | 0 | 0 | 0 | 0 | 0 | 0 | 0 | 0 | 0 | 0 | 0 | 0 | 0 | 0 | 0 | 0 | 0 | 0 | 0 | 0 | 0 | 0 | 0 | 0 | 0 | 0 | 0 | 0 | 0 | 0
D2HLT0141 | 0 | 0 | 0 | 0 | 0 | 0 | 0 | 0 | 0 | 0 | 0 | 0 | 0 | 0 | 0 | 0 | 0 | 0 | 0 | 0 | 0 | 0 | 0 | 0 | 0 | 0 | 0 | 0 | 0 | 0 | 0

## CapitalCost
TECHNOLOGY | 2020 | 2021 | 2022 | 2023 | 2024 | 2025 | 2026 | 2027 | 2028 | 2029 | 2030 | 2031 | 2032 | 2033 | 2034 | 2035 | 2036 | 2037 | 2038 | 2039 | 2040 | 2041 | 2042 | 2043 | 2044 | 2045 | 2046 | 2047 | 2048 | 2049 | 2050 | 2051 | 2052 | 2053 | 2054 | 2055 | 2056 | 2057 | 2058 | 2059 | 2060 | 2061 | 2062 | 2063 | 2064 | 2065 | 2066 | 2067 | 2068 | 2069 | 2070
D2DMRELC01 | 0 | 0 | 0 | 0 | 0 | 0 | 0 | 0 | 0 | 0 | 0 | 0 | 0 | 0 | 0 | 0 | 0 | 0 | 0 | 0 | 0 | 0 | 0 | 0 | 0 | 0 | 0 | 0 | 0 | 0 | 0 | 0 | 0 | 0 | 0 | 0 | 0 | 0 | 0 | 0 | 0 | 0 | 0 | 0 | 0 | 0 | 0 | 0 | 0 | 0 | 0
D2DMIELC01 | 0 | 0 | 0 | 0 | 0 | 0 | 0 | 0 | 0 | 0 | 0 | 0 | 0 | 0 | 0 | 0 | 0 | 0 | 0 | 0 | 0 | 0 | 0 | 0 | 0 | 0 | 0 | 0 | 0 | 0 | 0 | 0 | 0 | 0 | 0 | 0 | 0 | 0 | 0 | 0 | 0 | 0 | 0 | 0 | 0 | 0 | 0 | 0 | 0 | 0 | 0
D2DMOELC01 | 0 | 0 | 0 | 0 | 0 | 0 | 0 | 0 | 0 | 0 | 0 | 0 | 0 | 0 | 0 | 0 | 0 | 0 | 0 | 0 | 0 | 0 | 0 | 0 | 0 | 0 | 0 | 0 | 0 | 0 | 0 | 0 | 0 | 0 | 0 | 0 | 0 | 0 | 0 | 0 | 0 | 0 | 0 | 0 | 0 | 0 | 0 | 0 | 0 | 0 | 0
D2BM00X00 | 0 | 0 | 0 | 0 | 0 | 0 | 0 | 0 | 0 | 0 | 0 | 0 | 0 | 0 | 0 | 0 | 0 | 0 | 0 | 0 | 0 | 0 | 0 | 0 | 0 | 0 | 0 | 0 | 0 | 0 | 0 | 0 | 0 | 0 | 0 | 0 | 0 | 0 | 0 | 0 | 0 | 0 | 0 | 0 | 0 | 0 | 0 | 0 | 0 | 0 | 0
D2BW00X00 | 0 | 0 | 0 | 0 | 0 | 0 | 0 | 0 | 0 | 0 | 0 | 0 | 0 | 0 | 0 | 0 | 0 | 0 | 0 | 0 | 0 | 0 | 0 | 0 | 0 | 0 | 0 | 0 | 0 | 0 | 0 | 0 | 0 | 0 | 0 | 0 | 0 | 0 | 0 | 0 | 0 | 0 | 0 | 0 | 0 | 0 | 0 | 0 | 0 | 0 | 0
D2HY00X00 | 0 | 0 | 0 | 0 | 0 | 0 | 0 | 0 | 0 | 0 | 0 | 0 | 0 | 0 | 0 | 0 | 0 | 0 | 0 | 0 | 0 | 0 | 0 | 0 | 0 | 0 | 0 | 0 | 0 | 0 | 0 | 0 | 0 | 0 | 0 | 0 | 0 | 0 | 0 | 0 | 0 | 0 | 0 | 0 | 0 | 0 | 0 | 0 | 0 | 0 | 0
D2SO00X00 | 0 | 0 | 0 | 0 | 0 | 0 | 0 | 0 | 0 | 0 | 0 | 0 | 0 | 0 | 0 | 0 | 0 | 0 | 0 | 0 | 0 | 0 | 0 | 0 | 0 | 0 | 0 | 0 | 0 | 0 | 0 | 0 | 0 | 0 | 0 | 0 | 0 | 0 | 0 | 0 | 0 | 0 | 0 | 0 | 0 | 0 | 0 | 0 | 0 | 0 | 0
D2WD00X00 | 0 | 0 | 0 | 0 | 0 | 0 | 0 | 0 | 0 | 0 | 0 | 0 | 0 | 0 | 0 | 0 | 0 | 0 | 0 | 0 | 0 | 0 | 0 | 0 | 0 | 0 | 0 | 0 | 0 | 0 | 0 | 0 | 0 | 0 | 0 | 0 | 0 | 0 | 0 | 0 | 0 | 0 | 0 | 0 | 0 | 0 | 0 | 0 | 0 | 0 | 0
D2HF00I00 | 0 | 0 | 0 | 0 | 0 | 0 | 0 | 0 | 0 | 0 | 0 | 0 | 0 | 0 | 0 | 0 | 0 | 0 | 0 | 0 | 0 | 0 | 0 | 0 | 0 | 0 | 0 | 0 | 0 | 0 | 0 | 0 | 0 | 0 | 0 | 0 | 0 | 0 | 0 | 0 | 0 | 0 | 0 | 0 | 0 | 0 | 0 | 0 | 0 | 0 | 0
D2DS00I00 | 0 | 0 | 0 | 0 | 0 | 0 | 0 | 0 | 0 | 0 | 0 | 0 | 0 | 0 | 0 | 0 | 0 | 0 | 0 | 0 | 0 | 0 | 0 | 0 | 0 | 0 | 0 | 0 | 0 | 0 | 0 | 0 | 0 | 0 | 0 | 0 | 0 | 0 | 0 | 0 | 0 | 0 | 0 | 0 | 0 | 0 | 0 | 0 | 0 | 0 | 0
D2NG00X00 | 0 | 0 | 0 | 0 | 0 | 0 | 0 | 0 | 0 | 0 | 0 | 0 | 0 | 0 | 0 | 0 | 0 | 0 | 0 | 0 | 0 | 0 | 0 | 0 | 0 | 0 | 0 | 0 | 0 | 0 | 0 | 0 | 0 | 0 | 0 | 0 | 0 | 0 | 0 | 0 | 0 | 0 | 0 | 0 | 0 | 0 | 0 | 0 | 0 | 0 | 0
D2CO00X00 | 0 | 0 | 0 | 0 | 0 | 0 | 0 | 0 | 0 | 0 | 0 | 0 | 0 | 0 | 0 | 0 | 0 | 0 | 0 | 0 | 0 | 0 | 0 | 0 | 0 | 0 | 0 | 0 | 0 | 0 | 0 | 0 | 0 | 0 | 0 | 0 | 0 | 0 | 0 | 0 | 0 | 0 | 0 | 0 | 0 | 0 | 0 | 0 | 0 | 0 | 0
D2PWRTRN | 200 | 200 | 200 | 200 | 200 | 200 | 200 | 200 | 200 | 200 | 200 | 200 | 200 | 200 | 200 | 200 | 200 | 200 | 200 | 200 | 200 | 200 | 200 | 200 | 200 | 200 | 200 | 200 | 200 | 200 | 200 | 200 | 200 | 200 | 200 | 200 | 200 | 200 | 200 | 200 | 200 | 200 | 200 | 200 | 200 | 200 | 200 | 200 | 200 | 200 | 200
D2IMPELC | 0 | 0 | 0 | 0 | 0 | 0 | 0 | 0 | 0 | 0 | 0 | 0 | 0 | 0 | 0 | 0 | 0 | 0 | 0 | 0 | 0 | 0 | 0 | 0 | 0 | 0 | 0 | 0 | 0 | 0 | 0 | 0 | 0 | 0 | 0 | 0 | 0 | 0 | 0 | 0 | 0 | 0 | 0 | 0 | 0 | 0 | 0 | 0 | 0 | 0 | 0
D2DSGC00 | 1162.02 | 1162.02 | 1162.02 | 1162.02 | 1162.02 | 1162.02 | 1162.02 | 1162.02 | 1162.02 | 1162.02 | 1162.02 | 1162.02 | 1162.02 | 1162.02 | 1162.02 | 1162.02 | 1162.02 | 1162.02 | 1162.02 | 1162.02 | 1162.02 | 1162.02 | 1162.02 | 1162.02 | 1162.02 | 1162.02 | 1162.02 | 1162.02 | 1162.02 | 1162.02 | 1162.02 | 1162.02 | 1162.02 | 1162.02 | 1162.02 | 1162.02 | 1162.02 | 1162.02 | 1162.02 | 1162.02 | 1162.02 | 1162.02 | 1162.02 | 1162.02 | 1162.02 | 1162.02 | 1162.02 | 1162.02 | 1162.02 | 1162.02 | 1162.02
D2HFGC00 | 1162.02 | 1162.02 | 1162.02 | 1162.02 | 1162.02 | 1162.02 | 1162.02 | 1162.02 | 1162.02 | 1162.02 | 1162.02 | 1162.02 | 1162.02 | 1162.02 | 1162.02 | 1162.02 | 1162.02 | 1162.02 | 1162.02 | 1162.02 | 1162.02 | 1162.02 | 1162.02 | 1162.02 | 1162.02 | 1162.02 | 1162.02 | 1162.02 | 1162.02 | 1162.02 | 1162.02 | 1162.02 | 1162.02 | 1162.02 | 1162.02 | 1162.02 | 1162.02 | 1162.02 | 1162.02 | 1162.02 | 1162.02 | 1162.02 | 1162.02 | 1162.02 | 1162.02 | 1162.02 | 1162.02 | 1162.02 | 1162.02 | 1162.02 | 1162.02
D2NGOC00 | 850.65 | 850.65 | 850.65 | 850.65 | 850.65 | 850.65 | 850.65 | 850.65 | 850.65 | 850.65 | 850.65 | 850.65 | 850.65 | 850.65 | 850.65 | 850.65 | 850.65 | 850.65 | 850.65 | 850.65 | 850.65 | 850.65 | 850.65 | 850.65 | 850.65 | 850.65 | 850.65 | 850.65 | 850.65 | 850.65 | 850.65 | 850.65 | 850.65 | 850.65 | 850.65 | 850.65 | 850.65 | 850.65 | 850.65 | 850.65 | 850.65 | 850.65 | 850.65 | 850.65 | 850.65 | 850.65 | 850.65 | 850.65 | 850.65 | 850.65 | 850.65
D2NGCC00 | 1084.98 | 1084.98 | 1084.98 | 1084.98 | 1084.98 | 1084.98 | 1084.98 | 1084.98 | 1084.98 | 1084.98 | 1084.98 | 1084.98 | 1084.98 | 1084.98 | 1084.98 | 1084.98 | 1084.98 | 1084.98 | 1084.98 | 1084.98 | 1084.98 | 1084.98 | 1084.98 | 1084.98 | 1084.98 | 1084.98 | 1084.98 | 1084.98 | 1084.98 | 1084.98 | 1084.98 | 1084.98 | 1084.98 | 1084.98 | 1084.98 | 1084.98 | 1084.98 | 1084.98 | 1084.98 | 1084.98 | 1084.98 | 1084.98 | 1084.98 | 1084.98 | 1084.98 | 1084.98 | 1084.98 | 1084.98 | 1084.98 | 1084.98 | 1084.98
D2NGEC00 | 1162.02 | 1162.02 | 1162.02 | 1162.02 | 1162.02 | 1162.02 | 1162.02 | 1162.02 | 1162.02 | 1162.02 | 1162.02 | 1162.02 | 1162.02 | 1162.02 | 1162.02 | 1162.02 | 1162.02 | 1162.02 | 1162.02 | 1162.02 | 1162.02 | 1162.02 | 1162.02 | 1162.02 | 1162.02 | 1162.02 | 1162.02 | 1162.02 | 1162.02 | 1162.02 | 1162.02 | 1162.02 | 1162.02 | 1162.02 | 1162.02 | 1162.02 | 1162.02 | 1162.02 | 1162.02 | 1162.02 | 1162.02 | 1162.02 | 1162.02 | 1162.02 | 1162.02 | 1162.02 | 1162.02 | 1162.02 | 1162.02 | 1162.02 | 1162.02
D2BMBC00 | 2580.84 | 2580.84 | 2580.84 | 2580.84 | 2580.84 | 2580.84 | 2580.84 | 2580.84 | 2580.84 | 2580.84 | 2580.84 | 2580.84 | 2580.84 | 2580.84 | 2580.84 | 2580.84 | 2580.84 | 2580.84 | 2580.84 | 2580.84 | 2580.84 | 2580.84 | 2580.84 | 2580.84 | 2580.84 | 2580.84 | 2580.84 | 2580.84 | 2580.84 | 2580.84 | 2580.84 | 2580.84 | 2580.84 | 2580.84 | 2580.84 | 2580.84 | 2580.84 | 2580.84 | 2580.84 | 2580.84 | 2580.84 | 2580.84 | 2580.84 | 2580.84 | 2580.84 | 2580.84 | 2580.84 | 2580.84 | 2580.84 | 2580.84 | 2580.84
D2BWWC00 | 2580.84 | 2580.84 | 2580.84 | 2580.84 | 2580.84 | 2580.84 | 2580.84 | 2580.84 | 2580.84 | 2580.84 | 2580.84 | 2580.84 | 2580.84 | 2580.84 | 2580.84 | 2580.84 | 2580.84 | 2580.84 | 2580.84 | 2580.84 | 2580.84 | 2580.84 | 2580.84 | 2580.84 | 2580.84 | 2580.84 | 2580.84 | 2580.84 | 2580.84 | 2580.84 | 2580.84 | 2580.84 | 2580.84 | 2580.84 | 2580.84 | 2580.84 | 2580.84 | 2580.84 | 2580.84 | 2580.84 | 2580.84 | 2580.84 | 2580.84 | 2580.84 | 2580.84 | 2580.84 | 2580.84 | 2580.84 | 2580.84 | 2580.84 | 2580.84
D2HYKC01 | 2830.2 | 2830.2 | 2830.2 | 2830.2 | 2830.2 | 2830.2 | 2830.2 | 2830.2 | 2830.2 | 2830.2 | 2830.2 | 2830.2 | 2830.2 | 2830.2 | 2830.2 | 2830.2 | 2830.2 | 2830.2 | 2830.2 | 2830.2 | 2830.2 | 2830.2 | 2830.2 | 2830.2 | 2830.2 | 2830.2 | 2830.2 | 2830.2 | 2830.2 | 2830.2 | 2830.2 | 2830.2 | 2830.2 | 2830.2 | 2830.2 | 2830.2 | 2830.2 | 2830.2 | 2830.2 | 2830.2 | 2830.2 | 2830.2 | 2830.2 | 2830.2 | 2830.2 | 2830.2 | 2830.2 | 2830.2 | 2830.2 | 2830.2 | 2830.2
D2HYMC01 | 2830.2 | 2830.2 | 2830.2 | 2830.2 | 2830.2 | 2830.2 | 2830.2 | 2830.2 | 2830.2 | 2830.2 | 2830.2 | 2830.2 | 2830.2 | 2830.2 | 2830.2 | 2830.2 | 2830.2 | 2830.2 | 2830.2 | 2830.2 | 2830.2 | 2830.2 | 2830.2 | 2830.2 | 2830.2 | 2830.2 | 2830.2 | 2830.2 | 2830.2 | 2830.2 | 2830.2 | 2830.2 | 2830.2 | 2830.2 | 2830.2 | 2830.2 | 2830.2 | 2830.2 | 2830.2 | 2830.2 | 2830.2 | 2830.2 | 2830.2 | 2830.2 | 2830.2 | 2830.2 | 2830.2 | 2830.2 | 2830.2 | 2830.2 | 2830.2
D2HYKC02 | 2830.2 | 2830.2 | 2830.2 | 2830.2 | 2830.2 | 2830.2 | 2830.2 | 2830.2 | 2830.2 | 2830.2 | 2830.2 | 2830.2 | 2830.2 | 2830.2 | 2830.2 | 2830.2 | 2830.2 | 2830.2 | 2830.2 | 2830.2 | 2830.2 | 2830.2 | 2830.2 | 2830.2 | 2830.2 | 2830.2 | 2830.2 | 2830.2 | 2830.2 | 2830.2 | 2830.2 | 2830.2 | 2830.2 | 2830.2 | 2830.2 | 2830.2 | 2830.2 | 2830.2 | 2830.2 | 2830.2 | 2830.2 | 2830.2 | 2830.2 | 2830.2 | 2830.2 | 2830.2 | 2830.2 | 2830.2 | 2830.2 | 2830.2 | 2830.2
D2HYKC03 | 2830.2 | 2830.2 | 2830.2 | 2830.2 | 2830.2 | 2830.2 | 2830.2 | 2830.2 | 2830.2 | 2830.2 | 2830.2 | 2830.2 | 2830.2 | 2830.2 | 2830.2 | 2830.2 | 2830.2 | 2830.2 | 2830.2 | 2830.2 | 2830.2 | 2830.2 | 2830.2 | 2830.2 | 2830.2 | 2830.2 | 2830.2 | 2830.2 | 2830.2 | 2830.2 | 2830.2 | 2830.2 | 2830.2 | 2830.2 | 2830.2 | 2830.2 | 2830.2 | 2830.2 | 2830.2 | 2830.2 | 2830.2 | 2830.2 | 2830.2 | 2830.2 | 2830.2 | 2830.2 | 2830.2 | 2830.2 | 2830.2 | 2830.2 | 2830.2
D2HYBC01 | 2830.2 | 2830.2 | 2830.2 | 2830.2 | 2830.2 | 2830.2 | 2830.2 | 2830.2 | 2830.2 | 2830.2 | 2830.2 | 2830.2 | 2830.2 | 2830.2 | 2830.2 | 2830.2 | 2830.2 | 2830.2 | 2830.2 | 2830.2 | 2830.2 | 2830.2 | 2830.2 | 2830.2 | 2830.2 | 2830.2 | 2830.2 | 2830.2 | 2830.2 | 2830.2 | 2830.2 | 2830.2 | 2830.2 | 2830.2 | 2830.2 | 2830.2 | 2830.2 | 2830.2 | 2830.2 | 2830.2 | 2830.2 | 2830.2 | 2830.2 | 2830.2 | 2830.2 | 2830.2 | 2830.2 | 2830.2 | 2830.2 | 2830.2 | 2830.2
D2SOPC3750 | 1581.12 | 1535.264 | 1489.408 | 1443.552 | 1397.696 | 1351.84 | 1305.984 | 1260.128 | 1214.272 | 1168.416 | 1122.56 | 1076.704 | 1030.848 | 984.992 | 939.136 | 893.28 | 847.424 | 801.568 | 755.712 | 709.856 | 664 | 664 | 664 | 664 | 664 | 664 | 664 | 664 | 664 | 664 | 664 | 664 | 664 | 664 | 664 | 664 | 664 | 664 | 664 | 664 | 664 | 664 | 664 | 664 | 664 | 664 | 664 | 664 | 664 | 664 | 664
D2SOPC1354 | 1594.21 | 1547.9995 | 1501.789 | 1455.5785 | 1409.368 | 1363.1575 | 1316.947 | 1270.7365 | 1224.526 | 1178.3155 | 1132.105 | 1085.8945 | 1039.684 | 993.4735 | 947.263 | 901.0525 | 854.842 | 808.6315 | 762.421 | 716.2105 | 670 | 670 | 670 | 670 | 670 | 670 | 670 | 670 | 670 | 670 | 670 | 670 | 670 | 670 | 670 | 670 | 670 | 670 | 670 | 670 | 670 | 670 | 670 | 670 | 670 | 670 | 670 | 670 | 670 | 670 | 670
D2SOPC1390 | 1583.87 | 1537.9265 | 1491.983 | 1446.0395 | 1400.096 | 1354.1525 | 1308.209 | 1262.2655 | 1216.322 | 1170.3785 | 1124.435 | 1078.4915 | 1032.548 | 986.6045 | 940.661 | 894.7175 | 848.774 | 802.8305 | 756.887 | 710.9435 | 665 | 665 | 665 | 665 | 665 | 665 | 665 | 665 | 665 | 665 | 665 | 665 | 665 | 665 | 665 | 665 | 665 | 665 | 665 | 665 | 665 | 665 | 665 | 665 | 665 | 665 | 665 | 665 | 665 | 665 | 665
D2SOPC1364 | 1593.99 | 1547.7405 | 1501.491 | 1455.2415 | 1408.992 | 1362.7425 | 1316.493 | 1270.2435 | 1223.994 | 1177.7445 | 1131.495 | 1085.2455 | 1038.996 | 992.7465 | 946.497 | 900.2475 | 853.998 | 807.7485 | 761.499 | 715.2495 | 669 | 669 | 669 | 669 | 669 | 669 | 669 | 669 | 669 | 669 | 669 | 669 | 669 | 669 | 669 | 669 | 669 | 669 | 669 | 669 | 669 | 669 | 669 | 669 | 669 | 669 | 669 | 669 | 669 | 669 | 669
D2SOPC1367 | 1600.92 | 1554.474 | 1508.028 | 1461.582 | 1415.136 | 1368.69 | 1322.244 | 1275.798 | 1229.352 | 1182.906 | 1136.46 | 1090.014 | 1043.568 | 997.122 | 950.676 | 904.23 | 857.784 | 811.338 | 764.892 | 718.446 | 672 | 672 | 672 | 672 | 672 | 672 | 672 | 672 | 672 | 672 | 672 | 672 | 672 | 672 | 672 | 672 | 672 | 672 | 672 | 672 | 672 | 672 | 672 | 672 | 672 | 672 | 672 | 672 | 672 | 672 | 672
D2SOPC1331 | 1592.23 | 1546.0685 | 1499.907 | 1453.7455 | 1407.584 | 1361.4225 | 1315.261 | 1269.0995 | 1222.938 | 1176.7765 | 1130.615 | 1084.4535 | 1038.292 | 992.1305 | 945.969 | 899.8075 | 853.646 | 807.4845 | 761.323 | 715.1615 | 669 | 669 | 669 | 669 | 669 | 669 | 669 | 669 | 669 | 669 | 669 | 669 | 669 | 669 | 669 | 669 | 669 | 669 | 669 | 669 | 669 | 669 | 669 | 669 | 669 | 669 | 669 | 669 | 669 | 669 | 669
D2SOPC1355 | 1598.39 | 1552.0205 | 1505.651 | 1459.2815 | 1412.912 | 1366.5425 | 1320.173 | 1273.8035 | 1227.434 | 1181.0645 | 1134.695 | 1088.3255 | 1041.956 | 995.5865 | 949.217 | 902.8475 | 856.478 | 810.1085 | 763.739 | 717.3695 | 671 | 671 | 671 | 671 | 671 | 671 | 671 | 671 | 671 | 671 | 671 | 671 | 671 | 671 | 671 | 671 | 671 | 671 | 671 | 671 | 671 | 671 | 671 | 671 | 671 | 671 | 671 | 671 | 671 | 671 | 671
D2SOTN00 | 4058 | 3998.16 | 3938.32 | 3878.48 | 3818.64 | 3758.8 | 3698.96 | 3639.12 | 3579.28 | 3519.44 | 3459.6 | 3399.76 | 3339.92 | 3280.08 | 3220.24 | 3160.4 | 3040.72 | 2921.04 | 2801.36 | 2681.68 | 2562 | 2562 | 2562 | 2562 | 2562 | 2562 | 2562 | 2562 | 2562 | 2562 | 2562 | 2562 | 2562 | 2562 | 2562 | 2562 | 2562 | 2562 | 2562 | 2562 | 2562 | 2562 | 2562 | 2562 | 2562 | 2562 | 2562 | 2562 | 2562 | 2562 | 2562
D2WDLC2 | 1815.7333 | 1782.1423 | 1748.5512 | 1714.9601 | 1681.3691 | 1647.778 | 1614.1869 | 1580.5959 | 1547.0048 | 1513.4137 | 1479.8227 | 1446.2316 | 1412.6405 | 1379.0495 | 1345.4584 | 1311.8673 | 1278.2763 | 1244.6852 | 1211.0941 | 1177.5031 | 1143.912 | 1143.912 | 1143.912 | 1143.912 | 1143.912 | 1143.912 | 1143.912 | 1143.912 | 1143.912 | 1143.912 | 1143.912 | 1143.912 | 1143.912 | 1143.912 | 1143.912 | 1143.912 | 1143.912 | 1143.912 | 1143.912 | 1143.912 | 1143.912 | 1143.912 | 1143.912 | 1143.912 | 1143.912 | 1143.912 | 1143.912 | 1143.912 | 1143.912 | 1143.912 | 1143.912
D2WDLC3 | 1885.51 | 1850.6281 | 1815.7461 | 1780.8642 | 1745.9823 | 1711.1003 | 1676.2184 | 1641.3365 | 1606.4545 | 1571.5726 | 1536.6907 | 1501.8087 | 1466.9268 | 1432.0448 | 1397.1629 | 1362.281 | 1327.399 | 1292.5171 | 1257.6352 | 1222.7532 | 1187.8713 | 1187.8713 | 1187.8713 | 1187.8713 | 1187.8713 | 1187.8713 | 1187.8713 | 1187.8713 | 1187.8713 | 1187.8713 | 1187.8713 | 1187.8713 | 1187.8713 | 1187.8713 | 1187.8713 | 1187.8713 | 1187.8713 | 1187.8713 | 1187.8713 | 1187.8713 | 1187.8713 | 1187.8713 | 1187.8713 | 1187.8713 | 1187.8713 | 1187.8713 | 1187.8713 | 1187.8713 | 1187.8713 | 1187.8713 | 1187.8713
D2WDLC4 | 1878.14 | 1843.3944 | 1808.6488 | 1773.9032 | 1739.1576 | 1704.4121 | 1669.6665 | 1634.9209 | 1600.1753 | 1565.4297 | 1530.6841 | 1495.9385 | 1461.1929 | 1426.4473 | 1391.7017 | 1356.9562 | 1322.2106 | 1287.465 | 1252.7194 | 1217.9738 | 1183.2282 | 1183.2282 | 1183.2282 | 1183.2282 | 1183.2282 | 1183.2282 | 1183.2282 | 1183.2282 | 1183.2282 | 1183.2282 | 1183.2282 | 1183.2282 | 1183.2282 | 1183.2282 | 1183.2282 | 1183.2282 | 1183.2282 | 1183.2282 | 1183.2282 | 1183.2282 | 1183.2282 | 1183.2282 | 1183.2282 | 1183.2282 | 1183.2282 | 1183.2282 | 1183.2282 | 1183.2282 | 1183.2282 | 1183.2282 | 1183.2282
D2WDLC6 | 1815.7333 | 1782.1423 | 1748.5512 | 1714.9601 | 1681.3691 | 1647.778 | 1614.1869 | 1580.5959 | 1547.0048 | 1513.4137 | 1479.8227 | 1446.2316 | 1412.6405 | 1379.0495 | 1345.4584 | 1311.8673 | 1278.2763 | 1244.6852 | 1211.0941 | 1177.5031 | 1143.912 | 1143.912 | 1143.912 | 1143.912 | 1143.912 | 1143.912 | 1143.912 | 1143.912 | 1143.912 | 1143.912 | 1143.912 | 1143.912 | 1143.912 | 1143.912 | 1143.912 | 1143.912 | 1143.912 | 1143.912 | 1143.912 | 1143.912 | 1143.912 | 1143.912 | 1143.912 | 1143.912 | 1143.912 | 1143.912 | 1143.912 | 1143.912 | 1143.912 | 1143.912 | 1143.912
D2WDLC7 | 1900.8 | 1865.6352 | 1830.4704 | 1795.3056 | 1760.1408 | 1724.976 | 1689.8112 | 1654.6464 | 1619.4816 | 1584.3168 | 1549.152 | 1513.9872 | 1478.8224 | 1443.6576 | 1408.4928 | 1373.328 | 1338.1632 | 1302.9984 | 1267.8336 | 1232.6688 | 1197.504 | 1197.504 | 1197.504 | 1197.504 | 1197.504 | 1197.504 | 1197.504 | 1197.504 | 1197.504 | 1197.504 | 1197.504 | 1197.504 | 1197.504 | 1197.504 | 1197.504 | 1197.504 | 1197.504 | 1197.504 | 1197.504 | 1197.504 | 1197.504 | 1197.504 | 1197.504 | 1197.504 | 1197.504 | 1197.504 | 1197.504 | 1197.504 | 1197.504 | 1197.504 | 1197.504
D2WDLC8 | 1925.99 | 1890.3592 | 1854.7284 | 1819.0976 | 1783.4667 | 1747.8359 | 1712.2051 | 1676.5743 | 1640.9435 | 1605.3127 | 1569.6819 | 1534.051 | 1498.4202 | 1462.7894 | 1427.1586 | 1391.5278 | 1355.897 | 1320.2661 | 1284.6353 | 1249.0045 | 1213.3737 | 1213.3737 | 1213.3737 | 1213.3737 | 1213.3737 | 1213.3737 | 1213.3737 | 1213.3737 | 1213.3737 | 1213.3737 | 1213.3737 | 1213.3737 | 1213.3737 | 1213.3737 | 1213.3737 | 1213.3737 | 1213.3737 | 1213.3737 | 1213.3737 | 1213.3737 | 1213.3737 | 1213.3737 | 1213.3737 | 1213.3737 | 1213.3737 | 1213.3737 | 1213.3737 | 1213.3737 | 1213.3737 | 1213.3737 | 1213.3737
D2WDLC10 | 1784.09 | 1751.0843 | 1718.0787 | 1685.073 | 1652.0673 | 1619.0617 | 1586.056 | 1553.0503 | 1520.0447 | 1487.039 | 1454.0334 | 1421.0277 | 1388.022 | 1355.0164 | 1322.0107 | 1289.005 | 1255.9994 | 1222.9937 | 1189.988 | 1156.9824 | 1123.9767 | 1123.9767 | 1123.9767 | 1123.9767 | 1123.9767 | 1123.9767 | 1123.9767 | 1123.9767 | 1123.9767 | 1123.9767 | 1123.9767 | 1123.9767 | 1123.9767 | 1123.9767 | 1123.9767 | 1123.9767 | 1123.9767 | 1123.9767 | 1123.9767 | 1123.9767 | 1123.9767 | 1123.9767 | 1123.9767 | 1123.9767 | 1123.9767 | 1123.9767 | 1123.9767 | 1123.9767 | 1123.9767 | 1123.9767 | 1123.9767
D2HLT0180 | 5867 | 5867 | 5867 | 5867 | 5867 | 5867 | 5867 | 5867 | 5867 | 5867 | 5867 | 5867 | 5867 | 5867 | 5867 | 5867 | 5867 | 5867 | 5867 | 5867 | 5867 | 5867 | 5867 | 5867 | 5867 | 5867 | 5867 | 5867 | 5867 | 5867 | 5867 | 5867 | 5867 | 5867 | 5867 | 5867 | 5867 | 5867 | 5867 | 5867 | 5867 | 5867 | 5867 | 5867 | 5867 | 5867 | 5867 | 5867 | 5867 | 5867 | 5867
D2HLT0181 | 5883 | 5883 | 5883 | 5883 | 5883 | 5883 | 5883 | 5883 | 5883 | 5883 | 5883 | 5883 | 5883 | 5883 | 5883 | 5883 | 5883 | 5883 | 5883 | 5883 | 5883 | 5883 | 5883 | 5883 | 5883 | 5883 | 5883 | 5883 | 5883 | 5883 | 5883 | 5883 | 5883 | 5883 | 5883 | 5883 | 5883 | 5883 | 5883 | 5883 | 5883 | 5883 | 5883 | 5883 | 5883 | 5883 | 5883 | 5883 | 5883 | 5883 | 5883
D2HSF0779 | 6767 | 6767 | 6767 | 6767 | 6767 | 6767 | 6767 | 6767 | 6767 | 6767 | 6767 | 6767 | 6767 | 6767 | 6767 | 6767 | 6767 | 6767 | 6767 | 6767 | 6767 | 6767 | 6767 | 6767 | 6767 | 6767 | 6767 | 6767 | 6767 | 6767 | 6767 | 6767 | 6767 | 6767 | 6767 | 6767 | 6767 | 6767 | 6767 | 6767 | 6767 | 6767 | 6767 | 6767 | 6767 | 6767 | 6767 | 6767 | 6767 | 6767 | 6767
D2HSF0893 | 6689 | 6689 | 6689 | 6689 | 6689 | 6689 | 6689 | 6689 | 6689 | 6689 | 6689 | 6689 | 6689 | 6689 | 6689 | 6689 | 6689 | 6689 | 6689 | 6689 | 6689 | 6689 | 6689 | 6689 | 6689 | 6689 | 6689 | 6689 | 6689 | 6689 | 6689 | 6689 | 6689 | 6689 | 6689 | 6689 | 6689 | 6689 | 6689 | 6689 | 6689 | 6689 | 6689 | 6689 | 6689 | 6689 | 6689 | 6689 | 6689 | 6689 | 6689
D2HSF0915 | 6847 | 6847 | 6847 | 6847 | 6847 | 6847 | 6847 | 6847 | 6847 | 6847 | 6847 | 6847 | 6847 | 6847 | 6847 | 6847 | 6847 | 6847 | 6847 | 6847 | 6847 | 6847 | 6847 | 6847 | 6847 | 6847 | 6847 | 6847 | 6847 | 6847 | 6847 | 6847 | 6847 | 6847 | 6847 | 6847 | 6847 | 6847 | 6847 | 6847 | 6847 | 6847 | 6847 | 6847 | 6847 | 6847 | 6847 | 6847 | 6847 | 6847 | 6847
D2HLT0165 | 6310 | 6310 | 6310 | 6310 | 6310 | 6310 | 6310 | 6310 | 6310 | 6310 | 6310 | 6310 | 6310 | 6310 | 6310 | 6310 | 6310 | 6310 | 6310 | 6310 | 6310 | 6310 | 6310 | 6310 | 6310 | 6310 | 6310 | 6310 | 6310 | 6310 | 6310 | 6310 | 6310 | 6310 | 6310 | 6310 | 6310 | 6310 | 6310 | 6310 | 6310 | 6310 | 6310 | 6310 | 6310 | 6310 | 6310 | 6310 | 6310 | 6310 | 6310
D2HLT0166 | 6236 | 6236 | 6236 | 6236 | 6236 | 6236 | 6236 | 6236 | 6236 | 6236 | 6236 | 6236 | 6236 | 6236 | 6236 | 6236 | 6236 | 6236 | 6236 | 6236 | 6236 | 6236 | 6236 | 6236 | 6236 | 6236 | 6236 | 6236 | 6236 | 6236 | 6236 | 6236 | 6236 | 6236 | 6236 | 6236 | 6236 | 6236 | 6236 | 6236 | 6236 | 6236 | 6236 | 6236 | 6236 | 6236 | 6236 | 6236 | 6236 | 6236 | 6236
D2HLT0171 | 6345 | 6345 | 6345 | 6345 | 6345 | 6345 | 6345 | 6345 | 6345 | 6345 | 6345 | 6345 | 6345 | 6345 | 6345 | 6345 | 6345 | 6345 | 6345 | 6345 | 6345 | 6345 | 6345 | 6345 | 6345 | 6345 | 6345 | 6345 | 6345 | 6345 | 6345 | 6345 | 6345 | 6345 | 6345 | 6345 | 6345 | 6345 | 6345 | 6345 | 6345 | 6345 | 6345 | 6345 | 6345 | 6345 | 6345 | 6345 | 6345 | 6345 | 6345
D2HLT0182 | 4721 | 4721 | 4721 | 4721 | 4721 | 4721 | 4721 | 4721 | 4721 | 4721 | 4721 | 4721 | 4721 | 4721 | 4721 | 4721 | 4721 | 4721 | 4721 | 4721 | 4721 | 4721 | 4721 | 4721 | 4721 | 4721 | 4721 | 4721 | 4721 | 4721 | 4721 | 4721 | 4721 | 4721 | 4721 | 4721 | 4721 | 4721 | 4721 | 4721 | 4721 | 4721 | 4721 | 4721 | 4721 | 4721 | 4721 | 4721 | 4721 | 4721 | 4721
D2HSF0852 | 4616 | 4616 | 4616 | 4616 | 4616 | 4616 | 4616 | 4616 | 4616 | 4616 | 4616 | 4616 | 4616 | 4616 | 4616 | 4616 | 4616 | 4616 | 4616 | 4616 | 4616 | 4616 | 4616 | 4616 | 4616 | 4616 | 4616 | 4616 | 4616 | 4616 | 4616 | 4616 | 4616 | 4616 | 4616 | 4616 | 4616 | 4616 | 4616 | 4616 | 4616 | 4616 | 4616 | 4616 | 4616 | 4616 | 4616 | 4616 | 4616 | 4616 | 4616
D2HSF0910 | 4988 | 4988 | 4988 | 4988 | 4988 | 4988 | 4988 | 4988 | 4988 | 4988 | 4988 | 4988 | 4988 | 4988 | 4988 | 4988 | 4988 | 4988 | 4988 | 4988 | 4988 | 4988 | 4988 | 4988 | 4988 | 4988 | 4988 | 4988 | 4988 | 4988 | 4988 | 4988 | 4988 | 4988 | 4988 | 4988 | 4988 | 4988 | 4988 | 4988 | 4988 | 4988 | 4988 | 4988 | 4988 | 4988 | 4988 | 4988 | 4988 | 4988 | 4988
D2HSF0969 | 6530 | 6530 | 6530 | 6530 | 6530 | 6530 | 6530 | 6530 | 6530 | 6530 | 6530 | 6530 | 6530 | 6530 | 6530 | 6530 | 6530 | 6530 | 6530 | 6530 | 6530 | 6530 | 6530 | 6530 | 6530 | 6530 | 6530 | 6530 | 6530 | 6530 | 6530 | 6530 | 6530 | 6530 | 6530 | 6530 | 6530 | 6530 | 6530 | 6530 | 6530 | 6530 | 6530 | 6530 | 6530 | 6530 | 6530 | 6530 | 6530 | 6530 | 6530
D2HLT0075 | 3333 | 3333 | 3333 | 3333 | 3333 | 3333 | 3333 | 3333 | 3333 | 3333 | 3333 | 3333 | 3333 | 3333 | 3333 | 3333 | 3333 | 3333 | 3333 | 3333 | 3333 | 3333 | 3333 | 3333 | 3333 | 3333 | 3333 | 3333 | 3333 | 3333 | 3333 | 3333 | 3333 | 3333 | 3333 | 3333 | 3333 | 3333 | 3333 | 3333 | 3333 | 3333 | 3333 | 3333 | 3333 | 3333 | 3333 | 3333 | 3333 | 3333 | 3333
D2HLT0084 | 3845 | 3845 | 3845 | 3845 | 3845 | 3845 | 3845 | 3845 | 3845 | 3845 | 3845 | 3845 | 3845 | 3845 | 3845 | 3845 | 3845 | 3845 | 3845 | 3845 | 3845 | 3845 | 3845 | 3845 | 3845 | 3845 | 3845 | 3845 | 3845 | 3845 | 3845 | 3845 | 3845 | 3845 | 3845 | 3845 | 3845 | 3845 | 3845 | 3845 | 3845 | 3845 | 3845 | 3845 | 3845 | 3845 | 3845 | 3845 | 3845 | 3845 | 3845
D2HLT0091 | 2714 | 2714 | 2714 | 2714 | 2714 | 2714 | 2714 | 2714 | 2714 | 2714 | 2714 | 2714 | 2714 | 2714 | 2714 | 2714 | 2714 | 2714 | 2714 | 2714 | 2714 | 2714 | 2714 | 2714 | 2714 | 2714 | 2714 | 2714 | 2714 | 2714 | 2714 | 2714 | 2714 | 2714 | 2714 | 2714 | 2714 | 2714 | 2714 | 2714 | 2714 | 2714 | 2714 | 2714 | 2714 | 2714 | 2714 | 2714 | 2714 | 2714 | 2714
D2HLT0094 | 3498 | 3498 | 3498 | 3498 | 3498 | 3498 | 3498 | 3498 | 3498 | 3498 | 3498 | 3498 | 3498 | 3498 | 3498 | 3498 | 3498 | 3498 | 3498 | 3498 | 3498 | 3498 | 3498 | 3498 | 3498 | 3498 | 3498 | 3498 | 3498 | 3498 | 3498 | 3498 | 3498 | 3498 | 3498 | 3498 | 3498 | 3498 | 3498 | 3498 | 3498 | 3498 | 3498 | 3498 | 3498 | 3498 | 3498 | 3498 | 3498 | 3498 | 3498
D2HLT0138 | 3542 | 3542 | 3542 | 3542 | 3542 | 3542 | 3542 | 3542 | 3542 | 3542 | 3542 | 3542 | 3542 | 3542 | 3542 | 3542 | 3542 | 3542 | 3542 | 3542 | 3542 | 3542 | 3542 | 3542 | 3542 | 3542 | 3542 | 3542 | 3542 | 3542 | 3542 | 3542 | 3542 | 3542 | 3542 | 3542 | 3542 | 3542 | 3542 | 3542 | 3542 | 3542 | 3542 | 3542 | 3542 | 3542 | 3542 | 3542 | 3542 | 3542 | 3542
D2HLT0139 | 2866 | 2866 | 2866 | 2866 | 2866 | 2866 | 2866 | 2866 | 2866 | 2866 | 2866 | 2866 | 2866 | 2866 | 2866 | 2866 | 2866 | 2866 | 2866 | 2866 | 2866 | 2866 | 2866 | 2866 | 2866 | 2866 | 2866 | 2866 | 2866 | 2866 | 2866 | 2866 | 2866 | 2866 | 2866 | 2866 | 2866 | 2866 | 2866 | 2866 | 2866 | 2866 | 2866 | 2866 | 2866 | 2866 | 2866 | 2866 | 2866 | 2866 | 2866
D2HLT0140 | 3533 | 3533 | 3533 | 3533 | 3533 | 3533 | 3533 | 3533 | 3533 | 3533 | 3533 | 3533 | 3533 | 3533 | 3533 | 3533 | 3533 | 3533 | 3533 | 3533 | 3533 | 3533 | 3533 | 3533 | 3533 | 3533 | 3533 | 3533 | 3533 | 3533 | 3533 | 3533 | 3533 | 3533 | 3533 | 3533 | 3533 | 3533 | 3533 | 3533 | 3533 | 3533 | 3533 | 3533 | 3533 | 3533 | 3533 | 3533 | 3533 | 3533 | 3533
D2HLT0141 | 3244 | 3244 | 3244 | 3244 | 3244 | 3244 | 3244 | 3244 | 3244 | 3244 | 3244 | 3244 | 3244 | 3244 | 3244 | 3244 | 3244 | 3244 | 3244 | 3244 | 3244 | 3244 | 3244 | 3244 | 3244 | 3244 | 3244 | 3244 | 3244 | 3244 | 3244 | 3244 | 3244 | 3244 | 3244 | 3244 | 3244 | 3244 | 3244 | 3244 | 3244 | 3244 | 3244 | 3244 | 3244 | 3244 | 3244 | 3244 | 3244 | 3244 | 3244

## FixedCost
TECHNOLOGY | 2020 | 2021 | 2022 | 2023 | 2024 | 2025 | 2026 | 2027 | 2028 | 2029 | 2030 | 2031 | 2032 | 2033 | 2034 | 2035 | 2036 | 2037 | 2038 | 2039 | 2040 | 2041 | 2042 | 2043 | 2044 | 2045 | 2046 | 2047 | 2048 | 2049 | 2050 | 2051 | 2052 | 2053 | 2054 | 2055 | 2056 | 2057 | 2058 | 2059 | 2060 | 2061 | 2062 | 2063 | 2064 | 2065 | 2066 | 2067 | 2068 | 2069 | 2070
D2DMRELC01 | 0 | 0 | 0 | 0 | 0 | 0 | 0 | 0 | 0 | 0 | 0 | 0 | 0 | 0 | 0 | 0 | 0 | 0 | 0 | 0 | 0 | 0 | 0 | 0 | 0 | 0 | 0 | 0 | 0 | 0 | 0 | 0 | 0 | 0 | 0 | 0 | 0 | 0 | 0 | 0 | 0 | 0 | 0 | 0 | 0 | 0 | 0 | 0 | 0 | 0 | 0
D2DMIELC01 | 0 | 0 | 0 | 0 | 0 | 0 | 0 | 0 | 0 | 0 | 0 | 0 | 0 | 0 | 0 | 0 | 0 | 0 | 0 | 0 | 0 | 0 | 0 | 0 | 0 | 0 | 0 | 0 | 0 | 0 | 0 | 0 | 0 | 0 | 0 | 0 | 0 | 0 | 0 | 0 | 0 | 0 | 0 | 0 | 0 | 0 | 0 | 0 | 0 | 0 | 0
D2DMOELC01 | 0 | 0 | 0 | 0 | 0 | 0 | 0 | 0 | 0 | 0 | 0 | 0 | 0 | 0 | 0 | 0 | 0 | 0 | 0 | 0 | 0 | 0 | 0 | 0 | 0 | 0 | 0 | 0 | 0 | 0 | 0 | 0 | 0 | 0 | 0 | 0 | 0 | 0 | 0 | 0 | 0 | 0 | 0 | 0 | 0 | 0 | 0 | 0 | 0 | 0 | 0
D2BM00X00 | 0 | 0 | 0 | 0 | 0 | 0 | 0 | 0 | 0 | 0 | 0 | 0 | 0 | 0 | 0 | 0 | 0 | 0 | 0 | 0 | 0 | 0 | 0 | 0 | 0 | 0 | 0 | 0 | 0 | 0 | 0 | 0 | 0 | 0 | 0 | 0 | 0 | 0 | 0 | 0 | 0 | 0 | 0 | 0 | 0 | 0 | 0 | 0 | 0 | 0 | 0
D2BW00X00 | 0 | 0 | 0 | 0 | 0 | 0 | 0 | 0 | 0 | 0 | 0 | 0 | 0 | 0 | 0 | 0 | 0 | 0 | 0 | 0 | 0 | 0 | 0 | 0 | 0 | 0 | 0 | 0 | 0 | 0 | 0 | 0 | 0 | 0 | 0 | 0 | 0 | 0 | 0 | 0 | 0 | 0 | 0 | 0 | 0 | 0 | 0 | 0 | 0 | 0 | 0
D2HY00X00 | 0 | 0 | 0 | 0 | 0 | 0 | 0 | 0 | 0 | 0 | 0 | 0 | 0 | 0 | 0 | 0 | 0 | 0 | 0 | 0 | 0 | 0 | 0 | 0 | 0 | 0 | 0 | 0 | 0 | 0 | 0 | 0 | 0 | 0 | 0 | 0 | 0 | 0 | 0 | 0 | 0 | 0 | 0 | 0 | 0 | 0 | 0 | 0 | 0 | 0 | 0
D2SO00X00 | 0 | 0 | 0 | 0 | 0 | 0 | 0 | 0 | 0 | 0 | 0 | 0 | 0 | 0 | 0 | 0 | 0 | 0 | 0 | 0 | 0 | 0 | 0 | 0 | 0 | 0 | 0 | 0 | 0 | 0 | 0 | 0 | 0 | 0 | 0 | 0 | 0 | 0 | 0 | 0 | 0 | 0 | 0 | 0 | 0 | 0 | 0 | 0 | 0 | 0 | 0
D2WD00X00 | 0 | 0 | 0 | 0 | 0 | 0 | 0 | 0 | 0 | 0 | 0 | 0 | 0 | 0 | 0 | 0 | 0 | 0 | 0 | 0 | 0 | 0 | 0 | 0 | 0 | 0 | 0 | 0 | 0 | 0 | 0 | 0 | 0 | 0 | 0 | 0 | 0 | 0 | 0 | 0 | 0 | 0 | 0 | 0 | 0 | 0 | 0 | 0 | 0 | 0 | 0
D2HF00I00 | 0 | 0 | 0 | 0 | 0 | 0 | 0 | 0 | 0 | 0 | 0 | 0 | 0 | 0 | 0 | 0 | 0 | 0 | 0 | 0 | 0 | 0 | 0 | 0 | 0 | 0 | 0 | 0 | 0 | 0 | 0 | 0 | 0 | 0 | 0 | 0 | 0 | 0 | 0 | 0 | 0 | 0 | 0 | 0 | 0 | 0 | 0 | 0 | 0 | 0 | 0
D2DS00I00 | 0 | 0 | 0 | 0 | 0 | 0 | 0 | 0 | 0 | 0 | 0 | 0 | 0 | 0 | 0 | 0 | 0 | 0 | 0 | 0 | 0 | 0 | 0 | 0 | 0 | 0 | 0 | 0 | 0 | 0 | 0 | 0 | 0 | 0 | 0 | 0 | 0 | 0 | 0 | 0 | 0 | 0 | 0 | 0 | 0 | 0 | 0 | 0 | 0 | 0 | 0
D2NG00X00 | 0 | 0 | 0 | 0 | 0 | 0 | 0 | 0 | 0 | 0 | 0 | 0 | 0 | 0 | 0 | 0 | 0 | 0 | 0 | 0 | 0 | 0 | 0 | 0 | 0 | 0 | 0 | 0 | 0 | 0 | 0 | 0 | 0 | 0 | 0 | 0 | 0 | 0 | 0 | 0 | 0 | 0 | 0 | 0 | 0 | 0 | 0 | 0 | 0 | 0 | 0
D2CO00X00 | 0 | 0 | 0 | 0 | 0 | 0 | 0 | 0 | 0 | 0 | 0 | 0 | 0 | 0 | 0 | 0 | 0 | 0 | 0 | 0 | 0 | 0 | 0 | 0 | 0 | 0 | 0 | 0 | 0 | 0 | 0 | 0 | 0 | 0 | 0 | 0 | 0 | 0 | 0 | 0 | 0 | 0 | 0 | 0 | 0 | 0 | 0 | 0 | 0 | 0 | 0
D2PWRTRN | 20 | 20 | 20 | 20 | 20 | 20 | 20 | 20 | 20 | 20 | 20 | 20 | 20 | 20 | 20 | 20 | 20 | 20 | 20 | 20 | 20 | 20 | 20 | 20 | 20 | 20 | 20 | 20 | 20 | 20 | 20 | 20 | 20 | 20 | 20 | 20 | 20 | 20 | 20 | 20 | 20 | 20 | 20 | 20 | 20 | 20 | 20 | 20 | 20 | 20 | 20
D2IMPELC | 0 | 0 | 0 | 0 | 0 | 0 | 0 | 0 | 0 | 0 | 0 | 0 | 0 | 0 | 0 | 0 | 0 | 0 | 0 | 0 | 0 | 0 | 0 | 0 | 0 | 0 | 0 | 0 | 0 | 0 | 0 | 0 | 0 | 0 | 0 | 0 | 0 | 0 | 0 | 0 | 0 | 0 | 0 | 0 | 0 | 0 | 0 | 0 | 0 | 0 | 0
D2DSGC00 | 35.31 | 35.31 | 35.31 | 35.31 | 35.31 | 35.31 | 35.31 | 35.31 | 35.31 | 35.31 | 35.31 | 35.31 | 35.31 | 35.31 | 35.31 | 35.31 | 35.31 | 35.31 | 35.31 | 35.31 | 35.31 | 35.31 | 35.31 | 35.31 | 35.31 | 35.31 | 35.31 | 35.31 | 35.31 | 35.31 | 35.31 | 35.31 | 35.31 | 35.31 | 35.31 | 35.31 | 35.31 | 35.31 | 35.31 | 35.31 | 35.31 | 35.31 | 35.31 | 35.31 | 35.31 | 35.31 | 35.31 | 35.31 | 35.31 | 35.31 | 35.31
D2HFGC00 | 35.31 | 35.31 | 35.31 | 35.31 | 35.31 | 35.31 | 35.31 | 35.31 | 35.31 | 35.31 | 35.31 | 35.31 | 35.31 | 35.31 | 35.31 | 35.31 | 35.31 | 35.31 | 35.31 | 35.31 | 35.31 | 35.31 | 35.31 | 35.31 | 35.31 | 35.31 | 35.31 | 35.31 | 35.31 | 35.31 | 35.31 | 35.31 | 35.31 | 35.31 | 35.31 | 35.31 | 35.31 | 35.31 | 35.31 | 35.31 | 35.31 | 35.31 | 35.31 | 35.31 | 35.31 | 35.31 | 35.31 | 35.31 | 35.31 | 35.31 | 35.31
D2NGOC00 | 25.68 | 25.68 | 25.68 | 25.68 | 25.68 | 25.68 | 25.68 | 25.68 | 25.68 | 25.68 | 25.68 | 25.68 | 25.68 | 25.68 | 25.68 | 25.68 | 25.68 | 25.68 | 25.68 | 25.68 | 25.68 | 25.68 | 25.68 | 25.68 | 25.68 | 25.68 | 25.68 | 25.68 | 25.68 | 25.68 | 25.68 | 25.68 | 25.68 | 25.68 | 25.68 | 25.68 | 25.68 | 25.68 | 25.68 | 25.68 | 25.68 | 25.68 | 25.68 | 25.68 | 25.68 | 25.68 | 25.68 | 25.68 | 25.68 | 25.68 | 25.68
D2NGCC00 | 32.1 | 32.1 | 32.1 | 32.1 | 32.1 | 32.1 | 32.1 | 32.1 | 32.1 | 32.1 | 32.1 | 32.1 | 32.1 | 32.1 | 32.1 | 32.1 | 32.1 | 32.1 | 32.1 | 32.1 | 32.1 | 32.1 | 32.1 | 32.1 | 32.1 | 32.1 | 32.1 | 32.1 | 32.1 | 32.1 | 32.1 | 32.1 | 32.1 | 32.1 | 32.1 | 32.1 | 32.1 | 32.1 | 32.1 | 32.1 | 32.1 | 32.1 | 32.1 | 32.1 | 32.1 | 32.1 | 32.1 | 32.1 | 32.1 | 32.1 | 32.1
D2NGEC00 | 35.31 | 34.848 | 34.386 | 33.924 | 33.462 | 33 | 33 | 33 | 33 | 33 | 33 | 33 | 33 | 33 | 33 | 33 | 33 | 33 | 33 | 33 | 33 | 33 | 33 | 33 | 33 | 33 | 33 | 33 | 33 | 33 | 33 | 33 | 33 | 33 | 33 | 33 | 33 | 33 | 33 | 33 | 33 | 33 | 33 | 33 | 33 | 33 | 33 | 33 | 33 | 33 | 33
D2BMBC00 | 82.5826 | 81.5021 | 80.4216 | 79.341 | 78.2605 | 77.18 | 77.18 | 77.18 | 77.18 | 77.18 | 77.18 | 77.18 | 77.18 | 77.18 | 77.18 | 77.18 | 77.18 | 77.18 | 77.18 | 77.18 | 77.18 | 77.18 | 77.18 | 77.18 | 77.18 | 77.18 | 77.18 | 77.18 | 77.18 | 77.18 | 77.18 | 77.18 | 77.18 | 77.18 | 77.18 | 77.18 | 77.18 | 77.18 | 77.18 | 77.18 | 77.18 | 77.18 | 77.18 | 77.18 | 77.18 | 77.18 | 77.18 | 77.18 | 77.18 | 77.18 | 77.18
D2BWWC00 | 82.5826 | 81.5021 | 80.4216 | 79.341 | 78.2605 | 77.18 | 77.18 | 77.18 | 77.18 | 77.18 | 77.18 | 77.18 | 77.18 | 77.18 | 77.18 | 77.18 | 77.18 | 77.18 | 77.18 | 77.18 | 77.18 | 77.18 | 77.18 | 77.18 | 77.18 | 77.18 | 77.18 | 77.18 | 77.18 | 77.18 | 77.18 | 77.18 | 77.18 | 77.18 | 77.18 | 77.18 | 77.18 | 77.18 | 77.18 | 77.18 | 77.18 | 77.18 | 77.18 | 77.18 | 77.18 | 77.18 | 77.18 | 77.18 | 77.18 | 77.18 | 77.18
D2HYKC01 | 90 | 90 | 90 | 90 | 90 | 90 | 90 | 90 | 90 | 90 | 90 | 90 | 90 | 90 | 90 | 90 | 90 | 90 | 90 | 90 | 90 | 90 | 90 | 90 | 90 | 90 | 90 | 90 | 90 | 90 | 90 | 90 | 90 | 90 | 90 | 90 | 90 | 90 | 90 | 90 | 90 | 90 | 90 | 90 | 90 | 90 | 90 | 90 | 90 | 90 | 90
D2HYMC01 | 90 | 90 | 90 | 90 | 90 | 90 | 90 | 90 | 90 | 90 | 90 | 90 | 90 | 90 | 90 | 90 | 90 | 90 | 90 | 90 | 90 | 90 | 90 | 90 | 90 | 90 | 90 | 90 | 90 | 90 | 90 | 90 | 90 | 90 | 90 | 90 | 90 | 90 | 90 | 90 | 90 | 90 | 90 | 90 | 90 | 90 | 90 | 90 | 90 | 90 | 90
D2HYKC02 | 90 | 90 | 90 | 90 | 90 | 90 | 90 | 90 | 90 | 90 | 90 | 90 | 90 | 90 | 90 | 90 | 90 | 90 | 90 | 90 | 90 | 90 | 90 | 90 | 90 | 90 | 90 | 90 | 90 | 90 | 90 | 90 | 90 | 90 | 90 | 90 | 90 | 90 | 90 | 90 | 90 | 90 | 90 | 90 | 90 | 90 | 90 | 90 | 90 | 90 | 90
D2HYKC03 | 90 | 90 | 90 | 90 | 90 | 90 | 90 | 90 | 90 | 90 | 90 | 90 | 90 | 90 | 90 | 90 | 90 | 90 | 90 | 90 | 90 | 90 | 90 | 90 | 90 | 90 | 90 | 90 | 90 | 90 | 90 | 90 | 90 | 90 | 90 | 90 | 90 | 90 | 90 | 90 | 90 | 90 | 90 | 90 | 90 | 90 | 90 | 90 | 90 | 90 | 90
D2HYBC01 | 90 | 90 | 90 | 90 | 90 | 90 | 90 | 90 | 90 | 90 | 90 | 90 | 90 | 90 | 90 | 90 | 90 | 90 | 90 | 90 | 90 | 90 | 90 | 90 | 90 | 90 | 90 | 90 | 90 | 90 | 90 | 90 | 90 | 90 | 90 | 90 | 90 | 90 | 90 | 90 | 90 | 90 | 90 | 90 | 90 | 90 | 90 | 90 | 90 | 90 | 90
D2SOPC3750 | 50 | 48 | 46 | 44 | 42 | 40 | 38 | 36 | 34 | 32 | 30 | 28 | 26 | 24 | 22 | 20 | 17.994 | 15.988 | 13.982 | 11.976 | 9.97 | 9.97 | 9.97 | 9.97 | 9.97 | 9.97 | 9.97 | 9.97 | 9.97 | 9.97 | 9.97 | 9.97 | 9.97 | 9.97 | 9.97 | 9.97 | 9.97 | 9.97 | 9.97 | 9.97 | 9.97 | 9.97 | 9.97 | 9.97 | 9.97 | 9.97 | 9.97 | 9.97 | 9.97 | 9.97 | 9.97
D2SOPC1354 | 50 | 48 | 46 | 44 | 42 | 40 | 38 | 36 | 34 | 32 | 30 | 28 | 26 | 24 | 22 | 20 | 17.994 | 15.988 | 13.982 | 11.976 | 9.97 | 9.97 | 9.97 | 9.97 | 9.97 | 9.97 | 9.97 | 9.97 | 9.97 | 9.97 | 9.97 | 9.97 | 9.97 | 9.97 | 9.97 | 9.97 | 9.97 | 9.97 | 9.97 | 9.97 | 9.97 | 9.97 | 9.97 | 9.97 | 9.97 | 9.97 | 9.97 | 9.97 | 9.97 | 9.97 | 9.97
D2SOPC1390 | 50 | 48 | 46 | 44 | 42 | 40 | 38 | 36 | 34 | 32 | 30 | 28 | 26 | 24 | 22 | 20 | 17.994 | 15.988 | 13.982 | 11.976 | 9.97 | 9.97 | 9.97 | 9.97 | 9.97 | 9.97 | 9.97 | 9.97 | 9.97 | 9.97 | 9.97 | 9.97 | 9.97 | 9.97 | 9.97 | 9.97 | 9.97 | 9.97 | 9.97 | 9.97 | 9.97 | 9.97 | 9.97 | 9.97 | 9.97 | 9.97 | 9.97 | 9.97 | 9.97 | 9.97 | 9.97
D2SOPC1364 | 51 | 48.94 | 46.88 | 44.82 | 42.76 | 40.7 | 38.64 | 36.58 | 34.52 | 32.46 | 30.4 | 28.34 | 26.28 | 24.22 | 22.16 | 20.1 | 18.074 | 16.048 | 14.022 | 11.996 | 9.97 | 9.97 | 9.97 | 9.97 | 9.97 | 9.97 | 9.97 | 9.97 | 9.97 | 9.97 | 9.97 | 9.97 | 9.97 | 9.97 | 9.97 | 9.97 | 9.97 | 9.97 | 9.97 | 9.97 | 9.97 | 9.97 | 9.97 | 9.97 | 9.97 | 9.97 | 9.97 | 9.97 | 9.97 | 9.97 | 9.97
D2SOPC1367 | 52 | 49.9 | 47.8 | 45.7 | 43.6 | 41.5 | 39.4 | 37.3 | 35.2 | 33.1 | 31 | 28.9 | 26.8 | 24.7 | 22.6 | 20.5 | 18.394 | 16.288 | 14.182 | 12.076 | 9.97 | 9.97 | 9.97 | 9.97 | 9.97 | 9.97 | 9.97 | 9.97 | 9.97 | 9.97 | 9.97 | 9.97 | 9.97 | 9.97 | 9.97 | 9.97 | 9.97 | 9.97 | 9.97 | 9.97 | 9.97 | 9.97 | 9.97 | 9.97 | 9.97 | 9.97 | 9.97 | 9.97 | 9.97 | 9.97 | 9.97
D2SOPC1331 | 53 | 50.84 | 48.68 | 46.52 | 44.36 | 42.2 | 40.04 | 37.88 | 35.72 | 33.56 | 31.4 | 29.24 | 27.08 | 24.92 | 22.76 | 20.6 | 18.474 | 16.348 | 14.222 | 12.096 | 9.97 | 9.97 | 9.97 | 9.97 | 9.97 | 9.97 | 9.97 | 9.97 | 9.97 | 9.97 | 9.97 | 9.97 | 9.97 | 9.97 | 9.97 | 9.97 | 9.97 | 9.97 | 9.97 | 9.97 | 9.97 | 9.97 | 9.97 | 9.97 | 9.97 | 9.97 | 9.97 | 9.97 | 9.97 | 9.97 | 9.97
D2SOPC1355 | 54 | 51.8 | 49.6 | 47.4 | 45.2 | 43 | 40.8 | 38.6 | 36.4 | 34.2 | 32 | 29.8 | 27.6 | 25.4 | 23.2 | 21 | 18.794 | 16.588 | 14.382 | 12.176 | 9.97 | 9.97 | 9.97 | 9.97 | 9.97 | 9.97 | 9.97 | 9.97 | 9.97 | 9.97 | 9.97 | 9.97 | 9.97 | 9.97 | 9.97 | 9.97 | 9.97 | 9.97 | 9.97 | 9.97 | 9.97 | 9.97 | 9.97 | 9.97 | 9.97 | 9.97 | 9.97 | 9.97 | 9.97 | 9.97 | 9.97
D2SOTN00 | 61 | 58.628 | 56.256 | 53.884 | 51.512 | 49.14 | 47.23 | 45.32 | 43.41 | 41.5 | 39.59 | 39.482 | 39.374 | 39.266 | 39.158 | 39.05 | 38.942 | 38.834 | 38.726 | 38.618 | 38.51 | 38.51 | 38.51 | 38.51 | 38.51 | 38.51 | 38.51 | 38.51 | 38.51 | 38.51 | 38.51 | 38.51 | 38.51 | 38.51 | 38.51 | 38.51 | 38.51 | 38.51 | 38.51 | 38.51 | 38.51 | 38.51 | 38.51 | 38.51 | 38.51 | 38.51 | 38.51 | 38.51 | 38.51 | 38.51 | 38.51
D2WDLC2 | 60 | 57.598 | 55.196 | 52.794 | 50.392 | 47.99 | 47.152 | 46.314 | 45.476 | 44.638 | 43.8 | 42.56 | 41.32 | 40.08 | 38.84 | 37.6 | 37.6 | 37.6 | 37.6 | 37.6 | 37.6 | 37.6 | 37.6 | 37.6 | 37.6 | 37.6 | 37.6 | 37.6 | 37.6 | 37.6 | 37.6 | 37.6 | 37.6 | 37.6 | 37.6 | 37.6 | 37.6 | 37.6 | 37.6 | 37.6 | 37.6 | 37.6 | 37.6 | 37.6 | 37.6 | 37.6 | 37.6 | 37.6 | 37.6 | 37.6 | 37.6
D2WDLC3 | 60 | 57.598 | 55.196 | 52.794 | 50.392 | 47.99 | 47.152 | 46.314 | 45.476 | 44.638 | 43.8 | 42.56 | 41.32 | 40.08 | 38.84 | 37.6 | 37.6 | 37.6 | 37.6 | 37.6 | 37.6 | 37.6 | 37.6 | 37.6 | 37.6 | 37.6 | 37.6 | 37.6 | 37.6 | 37.6 | 37.6 | 37.6 | 37.6 | 37.6 | 37.6 | 37.6 | 37.6 | 37.6 | 37.6 | 37.6 | 37.6 | 37.6 | 37.6 | 37.6 | 37.6 | 37.6 | 37.6 | 37.6 | 37.6 | 37.6 | 37.6
D2WDLC4 | 60 | 57.598 | 55.196 | 52.794 | 50.392 | 47.99 | 47.152 | 46.314 | 45.476 | 44.638 | 43.8 | 42.56 | 41.32 | 40.08 | 38.84 | 37.6 | 37.6 | 37.6 | 37.6 | 37.6 | 37.6 | 37.6 | 37.6 | 37.6 | 37.6 | 37.6 | 37.6 | 37.6 | 37.6 | 37.6 | 37.6 | 37.6 | 37.6 | 37.6 | 37.6 | 37.6 | 37.6 | 37.6 | 37.6 | 37.6 | 37.6 | 37.6 | 37.6 | 37.6 | 37.6 | 37.6 | 37.6 | 37.6 | 37.6 | 37.6 | 37.6
D2WDLC6 | 60 | 57.598 | 55.196 | 52.794 | 50.392 | 47.99 | 47.152 | 46.314 | 45.476 | 44.638 | 43.8 | 42.56 | 41.32 | 40.08 | 38.84 | 37.6 | 37.6 | 37.6 | 37.6 | 37.6 | 37.6 | 37.6 | 37.6 | 37.6 | 37.6 | 37.6 | 37.6 | 37.6 | 37.6 | 37.6 | 37.6 | 37.6 | 37.6 | 37.6 | 37.6 | 37.6 | 37.6 | 37.6 | 37.6 | 37.6 | 37.6 | 37.6 | 37.6 | 37.6 | 37.6 | 37.6 | 37.6 | 37.6 | 37.6 | 37.6 | 37.6
D2WDLC7 | 60 | 57.598 | 55.196 | 52.794 | 50.392 | 47.99 | 47.152 | 46.314 | 45.476 | 44.638 | 43.8 | 42.56 | 41.32 | 40.08 | 38.84 | 37.6 | 37.6 | 37.6 | 37.6 | 37.6 | 37.6 | 37.6 | 37.6 | 37.6 | 37.6 | 37.6 | 37.6 | 37.6 | 37.6 | 37.6 | 37.6 | 37.6 | 37.6 | 37.6 | 37.6 | 37.6 | 37.6 | 37.6 | 37.6 | 37.6 | 37.6 | 37.6 | 37.6 | 37.6 | 37.6 | 37.6 | 37.6 | 37.6 | 37.6 | 37.6 | 37.6
D2WDLC8 | 60 | 57.598 | 55.196 | 52.794 | 50.392 | 47.99 | 47.152 | 46.314 | 45.476 | 44.638 | 43.8 | 42.56 | 41.32 | 40.08 | 38.84 | 37.6 | 37.6 | 37.6 | 37.6 | 37.6 | 37.6 | 37.6 | 37.6 | 37.6 | 37.6 | 37.6 | 37.6 | 37.6 | 37.6 | 37.6 | 37.6 | 37.6 | 37.6 | 37.6 | 37.6 | 37.6 | 37.6 | 37.6 | 37.6 | 37.6 | 37.6 | 37.6 | 37.6 | 37.6 | 37.6 | 37.6 | 37.6 | 37.6 | 37.6 | 37.6 | 37.6
D2WDLC10 | 60 | 57.598 | 55.196 | 52.794 | 50.392 | 47.99 | 47.152 | 46.314 | 45.476 | 44.638 | 43.8 | 42.56 | 41.32 | 40.08 | 38.84 | 37.6 | 37.6 | 37.6 | 37.6 | 37.6 | 37.6 | 37.6 | 37.6 | 37.6 | 37.6 | 37.6 | 37.6 | 37.6 | 37.6 | 37.6 | 37.6 | 37.6 | 37.6 | 37.6 | 37.6 | 37.6 | 37.6 | 37.6 | 37.6 | 37.6 | 37.6 | 37.6 | 37.6 | 37.6 | 37.6 | 37.6 | 37.6 | 37.6 | 37.6 | 37.6 | 37.6
D2HLT0180 | 146.675 | 146.675 | 146.675 | 146.675 | 146.675 | 146.675 | 146.675 | 146.675 | 146.675 | 146.675 | 146.675 | 146.675 | 146.675 | 146.675 | 146.675 | 146.675 | 146.675 | 146.675 | 146.675 | 146.675 | 146.675 | 146.675 | 146.675 | 146.675 | 146.675 | 146.675 | 146.675 | 146.675 | 146.675 | 146.675 | 146.675 | 146.675 | 146.675 | 146.675 | 146.675 | 146.675 | 146.675 | 146.675 | 146.675 | 146.675 | 146.675 | 146.675 | 146.675 | 146.675 | 146.675 | 146.675 | 146.675 | 146.675 | 146.675 | 146.675 | 146.675
D2HLT0181 | 147.075 | 147.075 | 147.075 | 147.075 | 147.075 | 147.075 | 147.075 | 147.075 | 147.075 | 147.075 | 147.075 | 147.075 | 147.075 | 147.075 | 147.075 | 147.075 | 147.075 | 147.075 | 147.075 | 147.075 | 147.075 | 147.075 | 147.075 | 147.075 | 147.075 | 147.075 | 147.075 | 147.075 | 147.075 | 147.075 | 147.075 | 147.075 | 147.075 | 147.075 | 147.075 | 147.075 | 147.075 | 147.075 | 147.075 | 147.075 | 147.075 | 147.075 | 147.075 | 147.075 | 147.075 | 147.075 | 147.075 | 147.075 | 147.075 | 147.075 | 147.075
D2HSF0779 | 169.175 | 169.175 | 169.175 | 169.175 | 169.175 | 169.175 | 169.175 | 169.175 | 169.175 | 169.175 | 169.175 | 169.175 | 169.175 | 169.175 | 169.175 | 169.175 | 169.175 | 169.175 | 169.175 | 169.175 | 169.175 | 169.175 | 169.175 | 169.175 | 169.175 | 169.175 | 169.175 | 169.175 | 169.175 | 169.175 | 169.175 | 169.175 | 169.175 | 169.175 | 169.175 | 169.175 | 169.175 | 169.175 | 169.175 | 169.175 | 169.175 | 169.175 | 169.175 | 169.175 | 169.175 | 169.175 | 169.175 | 169.175 | 169.175 | 169.175 | 169.175
D2HSF0893 | 167.225 | 167.225 | 167.225 | 167.225 | 167.225 | 167.225 | 167.225 | 167.225 | 167.225 | 167.225 | 167.225 | 167.225 | 167.225 | 167.225 | 167.225 | 167.225 | 167.225 | 167.225 | 167.225 | 167.225 | 167.225 | 167.225 | 167.225 | 167.225 | 167.225 | 167.225 | 167.225 | 167.225 | 167.225 | 167.225 | 167.225 | 167.225 | 167.225 | 167.225 | 167.225 | 167.225 | 167.225 | 167.225 | 167.225 | 167.225 | 167.225 | 167.225 | 167.225 | 167.225 | 167.225 | 167.225 | 167.225 | 167.225 | 167.225 | 167.225 | 167.225
D2HSF0915 | 171.175 | 171.175 | 171.175 | 171.175 | 171.175 | 171.175 | 171.175 | 171.175 | 171.175 | 171.175 | 171.175 | 171.175 | 171.175 | 171.175 | 171.175 | 171.175 | 171.175 | 171.175 | 171.175 | 171.175 | 171.175 | 171.175 | 171.175 | 171.175 | 171.175 | 171.175 | 171.175 | 171.175 | 171.175 | 171.175 | 171.175 | 171.175 | 171.175 | 171.175 | 171.175 | 171.175 | 171.175 | 171.175 | 171.175 | 171.175 | 171.175 | 171.175 | 171.175 | 171.175 | 171.175 | 171.175 | 171.175 | 171.175 | 171.175 | 171.175 | 171.175
D2HLT0165 | 157.75 | 157.75 | 157.75 | 157.75 | 157.75 | 157.75 | 157.75 | 157.75 | 157.75 | 157.75 | 157.75 | 157.75 | 157.75 | 157.75 | 157.75 | 157.75 | 157.75 | 157.75 | 157.75 | 157.75 | 157.75 | 157.75 | 157.75 | 157.75 | 157.75 | 157.75 | 157.75 | 157.75 | 157.75 | 157.75 | 157.75 | 157.75 | 157.75 | 157.75 | 157.75 | 157.75 | 157.75 | 157.75 | 157.75 | 157.75 | 157.75 | 157.75 | 157.75 | 157.75 | 157.75 | 157.75 | 157.75 | 157.75 | 157.75 | 157.75 | 157.75
D2HLT0166 | 155.9 | 155.9 | 155.9 | 155.9 | 155.9 | 155.9 | 155.9 | 155.9 | 155.9 | 155.9 | 155.9 | 155.9 | 155.9 | 155.9 | 155.9 | 155.9 | 155.9 | 155.9 | 155.9 | 155.9 | 155.9 | 155.9 | 155.9 | 155.9 | 155.9 | 155.9 | 155.9 | 155.9 | 155.9 | 155.9 | 155.9 | 155.9 | 155.9 | 155.9 | 155.9 | 155.9 | 155.9 | 155.9 | 155.9 | 155.9 | 155.9 | 155.9 | 155.9 | 155.9 | 155.9 | 155.9 | 155.9 | 155.9 | 155.9 | 155.9 | 155.9
D2HLT0171 | 158.625 | 158.625 | 158.625 | 158.625 | 158.625 | 158.625 | 158.625 | 158.625 | 158.625 | 158.625 | 158.625 | 158.625 | 158.625 | 158.625 | 158.625 | 158.625 | 158.625 | 158.625 | 158.625 | 158.625 | 158.625 | 158.625 | 158.625 | 158.625 | 158.625 | 158.625 | 158.625 | 158.625 | 158.625 | 158.625 | 158.625 | 158.625 | 158.625 | 158.625 | 158.625 | 158.625 | 158.625 | 158.625 | 158.625 | 158.625 | 158.625 | 158.625 | 158.625 | 158.625 | 158.625 | 158.625 | 158.625 | 158.625 | 158.625 | 158.625 | 158.625
D2HLT0182 | 118.025 | 118.025 | 118.025 | 118.025 | 118.025 | 118.025 | 118.025 | 118.025 | 118.025 | 118.025 | 118.025 | 118.025 | 118.025 | 118.025 | 118.025 | 118.025 | 118.025 | 118.025 | 118.025 | 118.025 | 118.025 | 118.025 | 118.025 | 118.025 | 118.025 | 118.025 | 118.025 | 118.025 | 118.025 | 118.025 | 118.025 | 118.025 | 118.025 | 118.025 | 118.025 | 118.025 | 118.025 | 118.025 | 118.025 | 118.025 | 118.025 | 118.025 | 118.025 | 118.025 | 118.025 | 118.025 | 118.025 | 118.025 | 118.025 | 118.025 | 118.025
D2HSF0852 | 115.4 | 115.4 | 115.4 | 115.4 | 115.4 | 115.4 | 115.4 | 115.4 | 115.4 | 115.4 | 115.4 | 115.4 | 115.4 | 115.4 | 115.4 | 115.4 | 115.4 | 115.4 | 115.4 | 115.4 | 115.4 | 115.4 | 115.4 | 115.4 | 115.4 | 115.4 | 115.4 | 115.4 | 115.4 | 115.4 | 115.4 | 115.4 | 115.4 | 115.4 | 115.4 | 115.4 | 115.4 | 115.4 | 115.4 | 115.4 | 115.4 | 115.4 | 115.4 | 115.4 | 115.4 | 115.4 | 115.4 | 115.4 | 115.4 | 115.4 | 115.4
D2HSF0910 | 124.7 | 124.7 | 124.7 | 124.7 | 124.7 | 124.7 | 124.7 | 124.7 | 124.7 | 124.7 | 124.7 | 124.7 | 124.7 | 124.7 | 124.7 | 124.7 | 124.7 | 124.7 | 124.7 | 124.7 | 124.7 | 124.7 | 124.7 | 124.7 | 124.7 | 124.7 | 124.7 | 124.7 | 124.7 | 124.7 | 124.7 | 124.7 | 124.7 | 124.7 | 124.7 | 124.7 | 124.7 | 124.7 | 124.7 | 124.7 | 124.7 | 124.7 | 124.7 | 124.7 | 124.7 | 124.7 | 124.7 | 124.7 | 124.7 | 124.7 | 124.7
D2HSF0969 | 163.25 | 163.25 | 163.25 | 163.25 | 163.25 | 163.25 | 163.25 | 163.25 | 163.25 | 163.25 | 163.25 | 163.25 | 163.25 | 163.25 | 163.25 | 163.25 | 163.25 | 163.25 | 163.25 | 163.25 | 163.25 | 163.25 | 163.25 | 163.25 | 163.25 | 163.25 | 163.25 | 163.25 | 163.25 | 163.25 | 163.25 | 163.25 | 163.25 | 163.25 | 163.25 | 163.25 | 163.25 | 163.25 | 163.25 | 163.25 | 163.25 | 163.25 | 163.25 | 163.25 | 163.25 | 163.25 | 163.25 | 163.25 | 163.25 | 163.25 | 163.25
D2HLT0075 | 83.325 | 83.325 | 83.325 | 83.325 | 83.325 | 83.325 | 83.325 | 83.325 | 83.325 | 83.325 | 83.325 | 83.325 | 83.325 | 83.325 | 83.325 | 83.325 | 83.325 | 83.325 | 83.325 | 83.325 | 83.325 | 83.325 | 83.325 | 83.325 | 83.325 | 83.325 | 83.325 | 83.325 | 83.325 | 83.325 | 83.325 | 83.325 | 83.325 | 83.325 | 83.325 | 83.325 | 83.325 | 83.325 | 83.325 | 83.325 | 83.325 | 83.325 | 83.325 | 83.325 | 83.325 | 83.325 | 83.325 | 83.325 | 83.325 | 83.325 | 83.325
D2HLT0084 | 96.125 | 96.125 | 96.125 | 96.125 | 96.125 | 96.125 | 96.125 | 96.125 | 96.125 | 96.125 | 96.125 | 96.125 | 96.125 | 96.125 | 96.125 | 96.125 | 96.125 | 96.125 | 96.125 | 96.125 | 96.125 | 96.125 | 96.125 | 96.125 | 96.125 | 96.125 | 96.125 | 96.125 | 96.125 | 96.125 | 96.125 | 96.125 | 96.125 | 96.125 | 96.125 | 96.125 | 96.125 | 96.125 | 96.125 | 96.125 | 96.125 | 96.125 | 96.125 | 96.125 | 96.125 | 96.125 | 96.125 | 96.125 | 96.125 | 96.125 | 96.125
D2HLT0091 | 67.85 | 67.85 | 67.85 | 67.85 | 67.85 | 67.85 | 67.85 | 67.85 | 67.85 | 67.85 | 67.85 | 67.85 | 67.85 | 67.85 | 67.85 | 67.85 | 67.85 | 67.85 | 67.85 | 67.85 | 67.85 | 67.85 | 67.85 | 67.85 | 67.85 | 67.85 | 67.85 | 67.85 | 67.85 | 67.85 | 67.85 | 67.85 | 67.85 | 67.85 | 67.85 | 67.85 | 67.85 | 67.85 | 67.85 | 67.85 | 67.85 | 67.85 | 67.85 | 67.85 | 67.85 | 67.85 | 67.85 | 67.85 | 67.85 | 67.85 | 67.85
D2HLT0094 | 87.45 | 87.45 | 87.45 | 87.45 | 87.45 | 87.45 | 87.45 | 87.45 | 87.45 | 87.45 | 87.45 | 87.45 | 87.45 | 87.45 | 87.45 | 87.45 | 87.45 | 87.45 | 87.45 | 87.45 | 87.45 | 87.45 | 87.45 | 87.45 | 87.45 | 87.45 | 87.45 | 87.45 | 87.45 | 87.45 | 87.45 | 87.45 | 87.45 | 87.45 | 87.45 | 87.45 | 87.45 | 87.45 | 87.45 | 87.45 | 87.45 | 87.45 | 87.45 | 87.45 | 87.45 | 87.45 | 87.45 | 87.45 | 87.45 | 87.45 | 87.45
D2HLT0138 | 88.55 | 88.55 | 88.55 | 88.55 | 88.55 | 88.55 | 88.55 | 88.55 | 88.55 | 88.55 | 88.55 | 88.55 | 88.55 | 88.55 | 88.55 | 88.55 | 88.55 | 88.55 | 88.55 | 88.55 | 88.55 | 88.55 | 88.55 | 88.55 | 88.55 | 88.55 | 88.55 | 88.55 | 88.55 | 88.55 | 88.55 | 88.55 | 88.55 | 88.55 | 88.55 | 88.55 | 88.55 | 88.55 | 88.55 | 88.55 | 88.55 | 88.55 | 88.55 | 88.55 | 88.55 | 88.55 | 88.55 | 88.55 | 88.55 | 88.55 | 88.55
D2HLT0139 | 71.65 | 71.65 | 71.65 | 71.65 | 71.65 | 71.65 | 71.65 | 71.65 | 71.65 | 71.65 | 71.65 | 71.65 | 71.65 | 71.65 | 71.65 | 71.65 | 71.65 | 71.65 | 71.65 | 71.65 | 71.65 | 71.65 | 71.65 | 71.65 | 71.65 | 71.65 | 71.65 | 71.65 | 71.65 | 71.65 | 71.65 | 71.65 | 71.65 | 71.65 | 71.65 | 71.65 | 71.65 | 71.65 | 71.65 | 71.65 | 71.65 | 71.65 | 71.65 | 71.65 | 71.65 | 71.65 | 71.65 | 71.65 | 71.65 | 71.65 | 71.65
D2HLT0140 | 88.325 | 88.325 | 88.325 | 88.325 | 88.325 | 88.325 | 88.325 | 88.325 | 88.325 | 88.325 | 88.325 | 88.325 | 88.325 | 88.325 | 88.325 | 88.325 | 88.325 | 88.325 | 88.325 | 88.325 | 88.325 | 88.325 | 88.325 | 88.325 | 88.325 | 88.325 | 88.325 | 88.325 | 88.325 | 88.325 | 88.325 | 88.325 | 88.325 | 88.325 | 88.325 | 88.325 | 88.325 | 88.325 | 88.325 | 88.325 | 88.325 | 88.325 | 88.325 | 88.325 | 88.325 | 88.325 | 88.325 | 88.325 | 88.325 | 88.325 | 88.325
D2HLT0141 | 81.1 | 81.1 | 81.1 | 81.1 | 81.1 | 81.1 | 81.1 | 81.1 | 81.1 | 81.1 | 81.1 | 81.1 | 81.1 | 81.1 | 81.1 | 81.1 | 81.1 | 81.1 | 81.1 | 81.1 | 81.1 | 81.1 | 81.1 | 81.1 | 81.1 | 81.1 | 81.1 | 81.1 | 81.1 | 81.1 | 81.1 | 81.1 | 81.1 | 81.1 | 81.1 | 81.1 | 81.1 | 81.1 | 81.1 | 81.1 | 81.1 | 81.1 | 81.1 | 81.1 | 81.1 | 81.1 | 81.1 | 81.1 | 81.1 | 81.1 | 81.1

## VariableCost
MODE OF OPERATION | TECHNOLOGY | 2020 | 2021 | 2022 | 2023 | 2024 | 2025 | 2026 | 2027 | 2028 | 2029 | 2030 | 2031 | 2032 | 2033 | 2034 | 2035 | 2036 | 2037 | 2038 | 2039 | 2040 | 2041 | 2042 | 2043 | 2044 | 2045 | 2046 | 2047 | 2048 | 2049 | 2050 | 2051 | 2052 | 2053 | 2054 | 2055 | 2056 | 2057 | 2058 | 2059 | 2060 | 2061 | 2062 | 2063 | 2064 | 2065 | 2066 | 2067 | 2068 | 2069 | 2070
1 | D2DMRELC01 | 1e-05 | 1e-05 | 1e-05 | 1e-05 | 1e-05 | 1e-05 | 1e-05 | 1e-05 | 1e-05 | 1e-05 | 1e-05 | 1e-05 | 1e-05 | 1e-05 | 1e-05 | 1e-05 | 1e-05 | 1e-05 | 1e-05 | 1e-05 | 1e-05 | 1e-05 | 1e-05 | 1e-05 | 1e-05 | 1e-05 | 1e-05 | 1e-05 | 1e-05 | 1e-05 | 1e-05 | 1e-05 | 1e-05 | 1e-05 | 1e-05 | 1e-05 | 1e-05 | 1e-05 | 1e-05 | 1e-05 | 1e-05 | 1e-05 | 1e-05 | 1e-05 | 1e-05 | 1e-05 | 1e-05 | 1e-05
1 | D2DMIELC01 | 1e-05 | 1e-05 | 1e-05 | 1e-05 | 1e-05 | 1e-05 | 1e-05 | 1e-05 | 1e-05 | 1e-05 | 1e-05 | 1e-05 | 1e-05 | 1e-05 | 1e-05 | 1e-05 | 1e-05 | 1e-05 | 1e-05 | 1e-05 | 1e-05 | 1e-05 | 1e-05 | 1e-05 | 1e-05 | 1e-05 | 1e-05 | 1e-05 | 1e-05 | 1e-05 | 1e-05 | 1e-05 | 1e-05 | 1e-05 | 1e-05 | 1e-05 | 1e-05 | 1e-05 | 1e-05 | 1e-05 | 1e-05 | 1e-05 | 1e-05 | 1e-05 | 1e-05 | 1e-05 | 1e-05 | 1e-05
1 | D2DMOELC01 | 1e-05 | 1e-05 | 1e-05 | 1e-05 | 1e-05 | 1e-05 | 1e-05 | 1e-05 | 1e-05 | 1e-05 | 1e-05 | 1e-05 | 1e-05 | 1e-05 | 1e-05 | 1e-05 | 1e-05 | 1e-05 | 1e-05 | 1e-05 | 1e-05 | 1e-05 | 1e-05 | 1e-05 | 1e-05 | 1e-05 | 1e-05 | 1e-05 | 1e-05 | 1e-05 | 1e-05 | 1e-05 | 1e-05 | 1e-05 | 1e-05 | 1e-05 | 1e-05 | 1e-05 | 1e-05 | 1e-05 | 1e-05 | 1e-05 | 1e-05 | 1e-05 | 1e-05 | 1e-05 | 1e-05 | 1e-05
1 | D2BM00X00 | 1e-05 | 1e-05 | 1e-05 | 1e-05 | 1e-05 | 1e-05 | 1e-05 | 1e-05 | 1e-05 | 1e-05 | 1e-05 | 1e-05 | 1e-05 | 1e-05 | 1e-05 | 1e-05 | 1e-05 | 1e-05 | 1e-05 | 1e-05 | 1e-05 | 1e-05 | 1e-05 | 1e-05 | 1e-05 | 1e-05 | 1e-05 | 1e-05 | 1e-05 | 1e-05 | 1e-05 | 1e-05 | 1e-05 | 1e-05 | 1e-05 | 1e-05 | 1e-05 | 1e-05 | 1e-05 | 1e-05 | 1e-05 | 1e-05 | 1e-05 | 1e-05 | 1e-05 | 1e-05 | 1e-05 | 1e-05
1 | D2BW00X00 | 10.3 | 10.3 | 10.3 | 10.3 | 10.3 | 10.3 | 10.3 | 10.3 | 10.3 | 10.3 | 10.3 | 10.3 | 10.3 | 10.3 | 10.3 | 10.3 | 10.3 | 10.3 | 10.3 | 10.3 | 10.3 | 10.3 | 10.3 | 10.3 | 10.3 | 10.3 | 10.3 | 10.3 | 10.3 | 10.3 | 10.3 | 10.3 | 10.3 | 10.3 | 10.3 | 10.3 | 10.3 | 10.3 | 10.3 | 10.3 | 10.3 | 10.3 | 10.3 | 10.3 | 10.3 | 10.3 | 10.3 | 10.3
1 | D2HY00X00 | 0 | 0 | 0 | 0 | 0 | 0 | 0 | 0 | 0 | 0 | 0 | 0 | 0 | 0 | 0 | 0 | 0 | 0 | 0 | 0 | 0 | 0 | 0 | 0 | 0 | 0 | 0 | 0 | 0 | 0 | 0 | 0 | 0 | 0 | 0 | 0 | 0 | 0 | 0 | 0 | 0 | 0 | 0 | 0 | 0 | 0 | 0 | 0
1 | D2SO00X00 | 0 | 0 | 0 | 0 | 0 | 0 | 0 | 0 | 0 | 0 | 0 | 0 | 0 | 0 | 0 | 0 | 0 | 0 | 0 | 0 | 0 | 0 | 0 | 0 | 0 | 0 | 0 | 0 | 0 | 0 | 0 | 0 | 0 | 0 | 0 | 0 | 0 | 0 | 0 | 0 | 0 | 0 | 0 | 0 | 0 | 0 | 0 | 0
1 | D2WD00X00 | 0 | 0 | 0 | 0 | 0 | 0 | 0 | 0 | 0 | 0 | 0 | 0 | 0 | 0 | 0 | 0 | 0 | 0 | 0 | 0 | 0 | 0 | 0 | 0 | 0 | 0 | 0 | 0 | 0 | 0 | 0 | 0 | 0 | 0 | 0 | 0 | 0 | 0 | 0 | 0 | 0 | 0 | 0 | 0 | 0 | 0 | 0 | 0
1 | D2HF00I00 | 9.2998 | 9.7 | 10.0999 | 10.5001 | 10.8999 | 11.3001 | 11.7 | 12.1 | 12.5 | 12.9 | 13.3 | 13.46 | 13.62 | 13.78 | 13.94 | 14.1001 | 14.26 | 14.42 | 14.58 | 14.74 | 14.9001 | 14.9001 | 14.9001 | 14.9001 | 14.9001 | 14.9001 | 14.9001 | 14.9001 | 14.9001 | 14.9001 | 14.9001 | 14.9001 | 14.9001 | 14.9001 | 14.9001 | 14.9001 | 14.9001 | 14.9001 | 14.9001 | 14.9001 | 14.9001 | 14.9001 | 14.9001 | 14.9001 | 14.9001 | 14.9001 | 14.9001 | 14.9001
1 | D2DS00I00 | 13.6333 | 14.2199 | 14.8066 | 15.3932 | 15.9801 | 16.5668 | 17.15 | 17.74 | 18.33 | 18.92 | 19.4999 | 19.73 | 19.96 | 20.19 | 20.42 | 20.6501 | 20.88 | 21.11 | 21.34 | 21.57 | 21.7998 | 21.7998 | 21.7998 | 21.7998 | 21.7998 | 21.7998 | 21.7998 | 21.7998 | 21.7998 | 21.7998 | 21.7998 | 21.7998 | 21.7998 | 21.7998 | 21.7998 | 21.7998 | 21.7998 | 21.7998 | 21.7998 | 21.7998 | 21.7998 | 21.7998 | 21.7998 | 21.7998 | 21.7998 | 21.7998 | 21.7998 | 21.7998
1 | D2NG00X00 | 7.4001 | 7.5599 | 7.7201 | 7.8799 | 8.04 | 8.2002 | 8.36 | 8.52 | 8.68 | 8.84 | 8.9999 | 9.22 | 9.44 | 9.66 | 9.88 | 10.0999 | 10.32 | 10.54 | 10.76 | 10.98 | 11.1999 | 11.1999 | 11.1999 | 11.1999 | 11.1999 | 11.1999 | 11.1999 | 11.1999 | 11.1999 | 11.1999 | 11.1999 | 11.1999 | 11.1999 | 11.1999 | 11.1999 | 11.1999 | 11.1999 | 11.1999 | 11.1999 | 11.1999 | 11.1999 | 11.1999 | 11.1999 | 11.1999 | 11.1999 | 11.1999 | 11.1999 | 11.1999
1 | D2CO00X00 | 3.2002 | 3.2201 | 3.2401 | 3.2601 | 3.2801 | 3.3 | 3.32 | 3.34 | 3.36 | 3.38 | 3.3999 | 3.43 | 3.46 | 3.49 | 3.52 | 3.5499 | 3.58 | 3.61 | 3.64 | 3.67 | 3.6999 | 3.6999 | 3.6999 | 3.6999 | 3.6999 | 3.6999 | 3.6999 | 3.6999 | 3.6999 | 3.6999 | 3.6999 | 3.6999 | 3.6999 | 3.6999 | 3.6999 | 3.6999 | 3.6999 | 3.6999 | 3.6999 | 3.6999 | 3.6999 | 3.6999 | 3.6999 | 3.6999 | 3.6999 | 3.6999 | 3.6999 | 3.6999
1 | D2PWRTRN | 0 | 0 | 0 | 0 | 0 | 0 | 0 | 0 | 0 | 0 | 0 | 0 | 0 | 0 | 0 | 0 | 0 | 0 | 0 | 0 | 0 | 0 | 0 | 0 | 0 | 0 | 0 | 0 | 0 | 0 | 0 | 0 | 0 | 0 | 0 | 0 | 0 | 0 | 0 | 0 | 0 | 0 | 0 | 0 | 0 | 0 | 0 | 0
1 | D2IMPELC | 999 | 999 | 999 | 999 | 999 | 999 | 999 | 999 | 999 | 999 | 999 | 999 | 999 | 999 | 999 | 999 | 999 | 999 | 999 | 999 | 999 | 999 | 999 | 999 | 999 | 999 | 999 | 999 | 999 | 999 | 999 | 999 | 999 | 999 | 999 | 999 | 999 | 999 | 999 | 999 | 999 | 999 | 999 | 999 | 999 | 999 | 999 | 999
1 | D2DSGC00 | 0 | 0 | 0 | 0 | 0 | 0 | 0 | 0 | 0 | 0 | 0 | 0 | 0 | 0 | 0 | 0 | 0 | 0 | 0 | 0 | 0 | 0 | 0 | 0 | 0 | 0 | 0 | 0 | 0 | 0 | 0 | 0 | 0 | 0 | 0 | 0 | 0 | 0 | 0 | 0 | 0 | 0 | 0 | 0 | 0 | 0 | 0 | 0
1 | D2HFGC00 | 0 | 0 | 0 | 0 | 0 | 0 | 0 | 0 | 0 | 0 | 0 | 0 | 0 | 0 | 0 | 0 | 0 | 0 | 0 | 0 | 0 | 0 | 0 | 0 | 0 | 0 | 0 | 0 | 0 | 0 | 0 | 0 | 0 | 0 | 0 | 0 | 0 | 0 | 0 | 0 | 0 | 0 | 0 | 0 | 0 | 0 | 0 | 0
1 | D2NGOC00 | 0 | 0 | 0 | 0 | 0 | 0 | 0 | 0 | 0 | 0 | 0 | 0 | 0 | 0 | 0 | 0 | 0 | 0 | 0 | 0 | 0 | 0 | 0 | 0 | 0 | 0 | 0 | 0 | 0 | 0 | 0 | 0 | 0 | 0 | 0 | 0 | 0 | 0 | 0 | 0 | 0 | 0 | 0 | 0 | 0 | 0 | 0 | 0
1 | D2NGCC00 | 0 | 0 | 0 | 0 | 0 | 0 | 0 | 0 | 0 | 0 | 0 | 0 | 0 | 0 | 0 | 0 | 0 | 0 | 0 | 0 | 0 | 0 | 0 | 0 | 0 | 0 | 0 | 0 | 0 | 0 | 0 | 0 | 0 | 0 | 0 | 0 | 0 | 0 | 0 | 0 | 0 | 0 | 0 | 0 | 0 | 0 | 0 | 0
1 | D2NGEC00 | 0 | 0 | 0 | 0 | 0 | 0 | 0 | 0 | 0 | 0 | 0 | 0 | 0 | 0 | 0 | 0 | 0 | 0 | 0 | 0 | 0 | 0 | 0 | 0 | 0 | 0 | 0 | 0 | 0 | 0 | 0 | 0 | 0 | 0 | 0 | 0 | 0 | 0 | 0 | 0 | 0 | 0 | 0 | 0 | 0 | 0 | 0 | 0
1 | D2BMBC00 | 4.47 | 4.47 | 4.47 | 4.47 | 4.47 | 4.47 | 4.47 | 4.47 | 4.47 | 4.47 | 4.47 | 4.47 | 4.47 | 4.47 | 4.47 | 4.47 | 4.47 | 4.47 | 4.47 | 4.47 | 4.47 | 4.47 | 4.47 | 4.47 | 4.47 | 4.47 | 4.47 | 4.47 | 4.47 | 4.47 | 4.47 | 4.47 | 4.47 | 4.47 | 4.47 | 4.47 | 4.47 | 4.47 | 4.47 | 4.47 | 4.47 | 4.47 | 4.47 | 4.47 | 4.47 | 4.47 | 4.47 | 4.47
1 | D2BWWC00 | 4.47 | 4.47 | 4.47 | 4.47 | 4.47 | 4.47 | 4.47 | 4.47 | 4.47 | 4.47 | 4.47 | 4.47 | 4.47 | 4.47 | 4.47 | 4.47 | 4.47 | 4.47 | 4.47 | 4.47 | 4.47 | 4.47 | 4.47 | 4.47 | 4.47 | 4.47 | 4.47 | 4.47 | 4.47 | 4.47 | 4.47 | 4.47 | 4.47 | 4.47 | 4.47 | 4.47 | 4.47 | 4.47 | 4.47 | 4.47 | 4.47 | 4.47 | 4.47 | 4.47 | 4.47 | 4.47 | 4.47 | 4.47
1 | D2HYKC01 | 0 | 0 | 0 | 0 | 0 | 0 | 0 | 0 | 0 | 0 | 0 | 0 | 0 | 0 | 0 | 0 | 0 | 0 | 0 | 0 | 0 | 0 | 0 | 0 | 0 | 0 | 0 | 0 | 0 | 0 | 0 | 0 | 0 | 0 | 0 | 0 | 0 | 0 | 0 | 0 | 0 | 0 | 0 | 0 | 0 | 0 | 0 | 0
1 | D2HYMC01 | 0 | 0 | 0 | 0 | 0 | 0 | 0 | 0 | 0 | 0 | 0 | 0 | 0 | 0 | 0 | 0 | 0 | 0 | 0 | 0 | 0 | 0 | 0 | 0 | 0 | 0 | 0 | 0 | 0 | 0 | 0 | 0 | 0 | 0 | 0 | 0 | 0 | 0 | 0 | 0 | 0 | 0 | 0 | 0 | 0 | 0 | 0 | 0
1 | D2HYKC02 | 0 | 0 | 0 | 0 | 0 | 0 | 0 | 0 | 0 | 0 | 0 | 0 | 0 | 0 | 0 | 0 | 0 | 0 | 0 | 0 | 0 | 0 | 0 | 0 | 0 | 0 | 0 | 0 | 0 | 0 | 0 | 0 | 0 | 0 | 0 | 0 | 0 | 0 | 0 | 0 | 0 | 0 | 0 | 0 | 0 | 0 | 0 | 0
1 | D2HYKC03 | 0 | 0 | 0 | 0 | 0 | 0 | 0 | 0 | 0 | 0 | 0 | 0 | 0 | 0 | 0 | 0 | 0 | 0 | 0 | 0 | 0 | 0 | 0 | 0 | 0 | 0 | 0 | 0 | 0 | 0 | 0 | 0 | 0 | 0 | 0 | 0 | 0 | 0 | 0 | 0 | 0 | 0 | 0 | 0 | 0 | 0 | 0 | 0
1 | D2HYBC01 | 0 | 0 | 0 | 0 | 0 | 0 | 0 | 0 | 0 | 0 | 0 | 0 | 0 | 0 | 0 | 0 | 0 | 0 | 0 | 0 | 0 | 0 | 0 | 0 | 0 | 0 | 0 | 0 | 0 | 0 | 0 | 0 | 0 | 0 | 0 | 0 | 0 | 0 | 0 | 0 | 0 | 0 | 0 | 0 | 0 | 0 | 0 | 0
1 | D2SOPC3750 | 0 | 0 | 0 | 0 | 0 | 0 | 0 | 0 | 0 | 0 | 0 | 0 | 0 | 0 | 0 | 0 | 0 | 0 | 0 | 0 | 0 | 0 | 0 | 0 | 0 | 0 | 0 | 0 | 0 | 0 | 0 | 0 | 0 | 0 | 0 | 0 | 0 | 0 | 0 | 0 | 0 | 0 | 0 | 0 | 0 | 0 | 0 | 0
1 | D2SOPC1354 | 0 | 0 | 0 | 0 | 0 | 0 | 0 | 0 | 0 | 0 | 0 | 0 | 0 | 0 | 0 | 0 | 0 | 0 | 0 | 0 | 0 | 0 | 0 | 0 | 0 | 0 | 0 | 0 | 0 | 0 | 0 | 0 | 0 | 0 | 0 | 0 | 0 | 0 | 0 | 0 | 0 | 0 | 0 | 0 | 0 | 0 | 0 | 0
1 | D2SOPC1390 | 0 | 0 | 0 | 0 | 0 | 0 | 0 | 0 | 0 | 0 | 0 | 0 | 0 | 0 | 0 | 0 | 0 | 0 | 0 | 0 | 0 | 0 | 0 | 0 | 0 | 0 | 0 | 0 | 0 | 0 | 0 | 0 | 0 | 0 | 0 | 0 | 0 | 0 | 0 | 0 | 0 | 0 | 0 | 0 | 0 | 0 | 0 | 0
1 | D2SOPC1364 | 0 | 0 | 0 | 0 | 0 | 0 | 0 | 0 | 0 | 0 | 0 | 0 | 0 | 0 | 0 | 0 | 0 | 0 | 0 | 0 | 0 | 0 | 0 | 0 | 0 | 0 | 0 | 0 | 0 | 0 | 0 | 0 | 0 | 0 | 0 | 0 | 0 | 0 | 0 | 0 | 0 | 0 | 0 | 0 | 0 | 0 | 0 | 0
1 | D2SOPC1367 | 0 | 0 | 0 | 0 | 0 | 0 | 0 | 0 | 0 | 0 | 0 | 0 | 0 | 0 | 0 | 0 | 0 | 0 | 0 | 0 | 0 | 0 | 0 | 0 | 0 | 0 | 0 | 0 | 0 | 0 | 0 | 0 | 0 | 0 | 0 | 0 | 0 | 0 | 0 | 0 | 0 | 0 | 0 | 0 | 0 | 0 | 0 | 0
1 | D2SOPC1331 | 0 | 0 | 0 | 0 | 0 | 0 | 0 | 0 | 0 | 0 | 0 | 0 | 0 | 0 | 0 | 0 | 0 | 0 | 0 | 0 | 0 | 0 | 0 | 0 | 0 | 0 | 0 | 0 | 0 | 0 | 0 | 0 | 0 | 0 | 0 | 0 | 0 | 0 | 0 | 0 | 0 | 0 | 0 | 0 | 0 | 0 | 0 | 0
1 | D2SOPC1355 | 0 | 0 | 0 | 0 | 0 | 0 | 0 | 0 | 0 | 0 | 0 | 0 | 0 | 0 | 0 | 0 | 0 | 0 | 0 | 0 | 0 | 0 | 0 | 0 | 0 | 0 | 0 | 0 | 0 | 0 | 0 | 0 | 0 | 0 | 0 | 0 | 0 | 0 | 0 | 0 | 0 | 0 | 0 | 0 | 0 | 0 | 0 | 0
1 | D2SOTN00 | 0 | 0 | 0 | 0 | 0 | 0 | 0 | 0 | 0 | 0 | 0 | 0 | 0 | 0 | 0 | 0 | 0 | 0 | 0 | 0 | 0 | 0 | 0 | 0 | 0 | 0 | 0 | 0 | 0 | 0 | 0 | 0 | 0 | 0 | 0 | 0 | 0 | 0 | 0 | 0 | 0 | 0 | 0 | 0 | 0 | 0 | 0 | 0
1 | D2WDLC2 | 0 | 0 | 0 | 0 | 0 | 0 | 0 | 0 | 0 | 0 | 0 | 0 | 0 | 0 | 0 | 0 | 0 | 0 | 0 | 0 | 0 | 0 | 0 | 0 | 0 | 0 | 0 | 0 | 0 | 0 | 0 | 0 | 0 | 0 | 0 | 0 | 0 | 0 | 0 | 0 | 0 | 0 | 0 | 0 | 0 | 0 | 0 | 0
1 | D2WDLC3 | 0 | 0 | 0 | 0 | 0 | 0 | 0 | 0 | 0 | 0 | 0 | 0 | 0 | 0 | 0 | 0 | 0 | 0 | 0 | 0 | 0 | 0 | 0 | 0 | 0 | 0 | 0 | 0 | 0 | 0 | 0 | 0 | 0 | 0 | 0 | 0 | 0 | 0 | 0 | 0 | 0 | 0 | 0 | 0 | 0 | 0 | 0 | 0
1 | D2WDLC4 | 0 | 0 | 0 | 0 | 0 | 0 | 0 | 0 | 0 | 0 | 0 | 0 | 0 | 0 | 0 | 0 | 0 | 0 | 0 | 0 | 0 | 0 | 0 | 0 | 0 | 0 | 0 | 0 | 0 | 0 | 0 | 0 | 0 | 0 | 0 | 0 | 0 | 0 | 0 | 0 | 0 | 0 | 0 | 0 | 0 | 0 | 0 | 0
1 | D2WDLC6 | 0 | 0 | 0 | 0 | 0 | 0 | 0 | 0 | 0 | 0 | 0 | 0 | 0 | 0 | 0 | 0 | 0 | 0 | 0 | 0 | 0 | 0 | 0 | 0 | 0 | 0 | 0 | 0 | 0 | 0 | 0 | 0 | 0 | 0 | 0 | 0 | 0 | 0 | 0 | 0 | 0 | 0 | 0 | 0 | 0 | 0 | 0 | 0
1 | D2WDLC7 | 0 | 0 | 0 | 0 | 0 | 0 | 0 | 0 | 0 | 0 | 0 | 0 | 0 | 0 | 0 | 0 | 0 | 0 | 0 | 0 | 0 | 0 | 0 | 0 | 0 | 0 | 0 | 0 | 0 | 0 | 0 | 0 | 0 | 0 | 0 | 0 | 0 | 0 | 0 | 0 | 0 | 0 | 0 | 0 | 0 | 0 | 0 | 0
1 | D2WDLC8 | 0 | 0 | 0 | 0 | 0 | 0 | 0 | 0 | 0 | 0 | 0 | 0 | 0 | 0 | 0 | 0 | 0 | 0 | 0 | 0 | 0 | 0 | 0 | 0 | 0 | 0 | 0 | 0 | 0 | 0 | 0 | 0 | 0 | 0 | 0 | 0 | 0 | 0 | 0 | 0 | 0 | 0 | 0 | 0 | 0 | 0 | 0 | 0
1 | D2WDLC10 | 0 | 0 | 0 | 0 | 0 | 0 | 0 | 0 | 0 | 0 | 0 | 0 | 0 | 0 | 0 | 0 | 0 | 0 | 0 | 0 | 0 | 0 | 0 | 0 | 0 | 0 | 0 | 0 | 0 | 0 | 0 | 0 | 0 | 0 | 0 | 0 | 0 | 0 | 0 | 0 | 0 | 0 | 0 | 0 | 0 | 0 | 0 | 0
1 | D2HLT0180 | 0 | 0 | 0 | 0 | 0 | 0 | 0 | 0 | 0 | 0 | 0 | 0 | 0 | 0 | 0 | 0 | 0 | 0 | 0 | 0 | 0 | 0 | 0 | 0 | 0 | 0 | 0 | 0 | 0 | 0 | 0 | 0 | 0 | 0 | 0 | 0 | 0 | 0 | 0 | 0 | 0 | 0 | 0 | 0 | 0 | 0 | 0 | 0
1 | D2HLT0181 | 0 | 0 | 0 | 0 | 0 | 0 | 0 | 0 | 0 | 0 | 0 | 0 | 0 | 0 | 0 | 0 | 0 | 0 | 0 | 0 | 0 | 0 | 0 | 0 | 0 | 0 | 0 | 0 | 0 | 0 | 0 | 0 | 0 | 0 | 0 | 0 | 0 | 0 | 0 | 0 | 0 | 0 | 0 | 0 | 0 | 0 | 0 | 0
1 | D2HSF0779 | 0 | 0 | 0 | 0 | 0 | 0 | 0 | 0 | 0 | 0 | 0 | 0 | 0 | 0 | 0 | 0 | 0 | 0 | 0 | 0 | 0 | 0 | 0 | 0 | 0 | 0 | 0 | 0 | 0 | 0 | 0 | 0 | 0 | 0 | 0 | 0 | 0 | 0 | 0 | 0 | 0 | 0 | 0 | 0 | 0 | 0 | 0 | 0
1 | D2HSF0893 | 0 | 0 | 0 | 0 | 0 | 0 | 0 | 0 | 0 | 0 | 0 | 0 | 0 | 0 | 0 | 0 | 0 | 0 | 0 | 0 | 0 | 0 | 0 | 0 | 0 | 0 | 0 | 0 | 0 | 0 | 0 | 0 | 0 | 0 | 0 | 0 | 0 | 0 | 0 | 0 | 0 | 0 | 0 | 0 | 0 | 0 | 0 | 0
1 | D2HSF0915 | 0 | 0 | 0 | 0 | 0 | 0 | 0 | 0 | 0 | 0 | 0 | 0 | 0 | 0 | 0 | 0 | 0 | 0 | 0 | 0 | 0 | 0 | 0 | 0 | 0 | 0 | 0 | 0 | 0 | 0 | 0 | 0 | 0 | 0 | 0 | 0 | 0 | 0 | 0 | 0 | 0 | 0 | 0 | 0 | 0 | 0 | 0 | 0
1 | D2HLT0165 | 0 | 0 | 0 | 0 | 0 | 0 | 0 | 0 | 0 | 0 | 0 | 0 | 0 | 0 | 0 | 0 | 0 | 0 | 0 | 0 | 0 | 0 | 0 | 0 | 0 | 0 | 0 | 0 | 0 | 0 | 0 | 0 | 0 | 0 | 0 | 0 | 0 | 0 | 0 | 0 | 0 | 0 | 0 | 0 | 0 | 0 | 0 | 0
1 | D2HLT0166 | 0 | 0 | 0 | 0 | 0 | 0 | 0 | 0 | 0 | 0 | 0 | 0 | 0 | 0 | 0 | 0 | 0 | 0 | 0 | 0 | 0 | 0 | 0 | 0 | 0 | 0 | 0 | 0 | 0 | 0 | 0 | 0 | 0 | 0 | 0 | 0 | 0 | 0 | 0 | 0 | 0 | 0 | 0 | 0 | 0 | 0 | 0 | 0
1 | D2HLT0171 | 0 | 0 | 0 | 0 | 0 | 0 | 0 | 0 | 0 | 0 | 0 | 0 | 0 | 0 | 0 | 0 | 0 | 0 | 0 | 0 | 0 | 0 | 0 | 0 | 0 | 0 | 0 | 0 | 0 | 0 | 0 | 0 | 0 | 0 | 0 | 0 | 0 | 0 | 0 | 0 | 0 | 0 | 0 | 0 | 0 | 0 | 0 | 0
1 | D2HLT0182 | 0 | 0 | 0 | 0 | 0 | 0 | 0 | 0 | 0 | 0 | 0 | 0 | 0 | 0 | 0 | 0 | 0 | 0 | 0 | 0 | 0 | 0 | 0 | 0 | 0 | 0 | 0 | 0 | 0 | 0 | 0 | 0 | 0 | 0 | 0 | 0 | 0 | 0 | 0 | 0 | 0 | 0 | 0 | 0 | 0 | 0 | 0 | 0
1 | D2HSF0852 | 0 | 0 | 0 | 0 | 0 | 0 | 0 | 0 | 0 | 0 | 0 | 0 | 0 | 0 | 0 | 0 | 0 | 0 | 0 | 0 | 0 | 0 | 0 | 0 | 0 | 0 | 0 | 0 | 0 | 0 | 0 | 0 | 0 | 0 | 0 | 0 | 0 | 0 | 0 | 0 | 0 | 0 | 0 | 0 | 0 | 0 | 0 | 0
1 | D2HSF0910 | 0 | 0 | 0 | 0 | 0 | 0 | 0 | 0 | 0 | 0 | 0 | 0 | 0 | 0 | 0 | 0 | 0 | 0 | 0 | 0 | 0 | 0 | 0 | 0 | 0 | 0 | 0 | 0 | 0 | 0 | 0 | 0 | 0 | 0 | 0 | 0 | 0 | 0 | 0 | 0 | 0 | 0 | 0 | 0 | 0 | 0 | 0 | 0
1 | D2HSF0969 | 0 | 0 | 0 | 0 | 0 | 0 | 0 | 0 | 0 | 0 | 0 | 0 | 0 | 0 | 0 | 0 | 0 | 0 | 0 | 0 | 0 | 0 | 0 | 0 | 0 | 0 | 0 | 0 | 0 | 0 | 0 | 0 | 0 | 0 | 0 | 0 | 0 | 0 | 0 | 0 | 0 | 0 | 0 | 0 | 0 | 0 | 0 | 0
1 | D2HLT0075 | 0 | 0 | 0 | 0 | 0 | 0 | 0 | 0 | 0 | 0 | 0 | 0 | 0 | 0 | 0 | 0 | 0 | 0 | 0 | 0 | 0 | 0 | 0 | 0 | 0 | 0 | 0 | 0 | 0 | 0 | 0 | 0 | 0 | 0 | 0 | 0 | 0 | 0 | 0 | 0 | 0 | 0 | 0 | 0 | 0 | 0 | 0 | 0
1 | D2HLT0084 | 0 | 0 | 0 | 0 | 0 | 0 | 0 | 0 | 0 | 0 | 0 | 0 | 0 | 0 | 0 | 0 | 0 | 0 | 0 | 0 | 0 | 0 | 0 | 0 | 0 | 0 | 0 | 0 | 0 | 0 | 0 | 0 | 0 | 0 | 0 | 0 | 0 | 0 | 0 | 0 | 0 | 0 | 0 | 0 | 0 | 0 | 0 | 0
1 | D2HLT0091 | 0 | 0 | 0 | 0 | 0 | 0 | 0 | 0 | 0 | 0 | 0 | 0 | 0 | 0 | 0 | 0 | 0 | 0 | 0 | 0 | 0 | 0 | 0 | 0 | 0 | 0 | 0 | 0 | 0 | 0 | 0 | 0 | 0 | 0 | 0 | 0 | 0 | 0 | 0 | 0 | 0 | 0 | 0 | 0 | 0 | 0 | 0 | 0
1 | D2HLT0094 | 0 | 0 | 0 | 0 | 0 | 0 | 0 | 0 | 0 | 0 | 0 | 0 | 0 | 0 | 0 | 0 | 0 | 0 | 0 | 0 | 0 | 0 | 0 | 0 | 0 | 0 | 0 | 0 | 0 | 0 | 0 | 0 | 0 | 0 | 0 | 0 | 0 | 0 | 0 | 0 | 0 | 0 | 0 | 0 | 0 | 0 | 0 | 0
1 | D2HLT0138 | 0 | 0 | 0 | 0 | 0 | 0 | 0 | 0 | 0 | 0 | 0 | 0 | 0 | 0 | 0 | 0 | 0 | 0 | 0 | 0 | 0 | 0 | 0 | 0 | 0 | 0 | 0 | 0 | 0 | 0 | 0 | 0 | 0 | 0 | 0 | 0 | 0 | 0 | 0 | 0 | 0 | 0 | 0 | 0 | 0 | 0 | 0 | 0
1 | D2HLT0139 | 0 | 0 | 0 | 0 | 0 | 0 | 0 | 0 | 0 | 0 | 0 | 0 | 0 | 0 | 0 | 0 | 0 | 0 | 0 | 0 | 0 | 0 | 0 | 0 | 0 | 0 | 0 | 0 | 0 | 0 | 0 | 0 | 0 | 0 | 0 | 0 | 0 | 0 | 0 | 0 | 0 | 0 | 0 | 0 | 0 | 0 | 0 | 0
1 | D2HLT0140 | 0 | 0 | 0 | 0 | 0 | 0 | 0 | 0 | 0 | 0 | 0 | 0 | 0 | 0 | 0 | 0 | 0 | 0 | 0 | 0 | 0 | 0 | 0 | 0 | 0 | 0 | 0 | 0 | 0 | 0 | 0 | 0 | 0 | 0 | 0 | 0 | 0 | 0 | 0 | 0 | 0 | 0 | 0 | 0 | 0 | 0 | 0 | 0
1 | D2HLT0141 | 0 | 0 | 0 | 0 | 0 | 0 | 0 | 0 | 0 | 0 | 0 | 0 | 0 | 0 | 0 | 0 | 0 | 0 | 0 | 0 | 0 | 0 | 0 | 0 | 0 | 0 | 0 | 0 | 0 | 0 | 0 | 0 | 0 | 0 | 0 | 0 | 0 | 0 | 0 | 0 | 0 | 0 | 0 | 0 | 0 | 0 | 0 | 0

## AvailabilityFactor
TECHNOLOGY | 2020 | 2021 | 2022 | 2023 | 2024 | 2025 | 2026 | 2027 | 2028 | 2029 | 2030 | 2031 | 2032 | 2033 | 2034 | 2035 | 2036 | 2037 | 2038 | 2039 | 2040 | 2041 | 2042 | 2043 | 2044 | 2045 | 2046 | 2047 | 2048 | 2049 | 2050 | 2051 | 2052 | 2053 | 2054 | 2055 | 2056 | 2057 | 2058 | 2059 | 2060 | 2061 | 2062 | 2063 | 2064 | 2065 | 2066 | 2067 | 2068 | 2069 | 2070
D2IMPELC | 1 | 1 | 1 | 1 | 1 | 1 | 1 | 1 | 1 | 1 | 1 | 1 | 1 | 1 | 1 | 1 | 1 | 1 | 1 | 1 | 1 | 1 | 1 | 1 | 1 | 1 | 1 | 1 | 1 | 1 | 1 | 1 | 1 | 1 | 1 | 1 | 1 | 1 | 1 | 1 | 1 | 1 | 1 | 1 | 1 | 1 | 1 | 1 | 1 | 1 | 1
D2DSGC00 | 0.894 | 0.894 | 0.894 | 0.894 | 0.894 | 0.894 | 0.894 | 0.894 | 0.894 | 0.894 | 0.894 | 0.894 | 0.894 | 0.894 | 0.894 | 0.894 | 0.894 | 0.894 | 0.894 | 0.894 | 0.894 | 0.894 | 0.894 | 0.894 | 0.894 | 0.894 | 0.894 | 0.894 | 0.894 | 0.894 | 0.894 | 0.894 | 0.894 | 0.894 | 0.894 | 0.894 | 0.894 | 0.894 | 0.894 | 0.894 | 0.894 | 0.894 | 0.894 | 0.894 | 0.894 | 0.894 | 0.894 | 0.894 | 0.894 | 0.894 | 0.894
D2HFGC00 | 0.89 | 0.89 | 0.89 | 0.89 | 0.89 | 0.89 | 0.89 | 0.89 | 0.89 | 0.89 | 0.89 | 0.89 | 0.89 | 0.89 | 0.89 | 0.89 | 0.89 | 0.89 | 0.89 | 0.89 | 0.89 | 0.89 | 0.89 | 0.89 | 0.89 | 0.89 | 0.89 | 0.89 | 0.89 | 0.89 | 0.89 | 0.89 | 0.89 | 0.89 | 0.89 | 0.89 | 0.89 | 0.89 | 0.89 | 0.89 | 0.89 | 0.89 | 0.89 | 0.89 | 0.89 | 0.89 | 0.89 | 0.89 | 0.89 | 0.89 | 0.89
D2NGOC00 | 0.92 | 0.92 | 0.92 | 0.92 | 0.92 | 0.92 | 0.92 | 0.92 | 0.92 | 0.92 | 0.92 | 0.92 | 0.92 | 0.92 | 0.92 | 0.92 | 0.92 | 0.92 | 0.92 | 0.92 | 0.92 | 0.92 | 0.92 | 0.92 | 0.92 | 0.92 | 0.92 | 0.92 | 0.92 | 0.92 | 0.92 | 0.92 | 0.92 | 0.92 | 0.92 | 0.92 | 0.92 | 0.92 | 0.92 | 0.92 | 0.92 | 0.92 | 0.92 | 0.92 | 0.92 | 0.92 | 0.92 | 0.92 | 0.92 | 0.92 | 0.92
D2NGCC00 | 0.92 | 0.92 | 0.92 | 0.92 | 0.92 | 0.92 | 0.92 | 0.92 | 0.92 | 0.92 | 0.92 | 0.92 | 0.92 | 0.92 | 0.92 | 0.92 | 0.92 | 0.92 | 0.92 | 0.92 | 0.92 | 0.92 | 0.92 | 0.92 | 0.92 | 0.92 | 0.92 | 0.92 | 0.92 | 0.92 | 0.92 | 0.92 | 0.92 | 0.92 | 0.92 | 0.92 | 0.92 | 0.92 | 0.92 | 0.92 | 0.92 | 0.92 | 0.92 | 0.92 | 0.92 | 0.92 | 0.92 | 0.92 | 0.92 | 0.92 | 0.92
D2NGEC00 | 0.92 | 0.92 | 0.92 | 0.92 | 0.92 | 0.92 | 0.92 | 0.92 | 0.92 | 0.92 | 0.92 | 0.92 | 0.92 | 0.92 | 0.92 | 0.92 | 0.92 | 0.92 | 0.92 | 0.92 | 0.92 | 0.92 | 0.92 | 0.92 | 0.92 | 0.92 | 0.92 | 0.92 | 0.92 | 0.92 | 0.92 | 0.92 | 0.92 | 0.92 | 0.92 | 0.92 | 0.92 | 0.92 | 0.92 | 0.92 | 0.92 | 0.92 | 0.92 | 0.92 | 0.92 | 0.92 | 0.92 | 0.92 | 0.92 | 0.92 | 0.92
D2BMBC00 | 0.818 | 0.818 | 0.818 | 0.818 | 0.818 | 0.818 | 0.818 | 0.818 | 0.818 | 0.818 | 0.818 | 0.818 | 0.818 | 0.818 | 0.818 | 0.818 | 0.818 | 0.818 | 0.818 | 0.818 | 0.818 | 0.818 | 0.818 | 0.818 | 0.818 | 0.818 | 0.818 | 0.818 | 0.818 | 0.818 | 0.818 | 0.818 | 0.818 | 0.818 | 0.818 | 0.818 | 0.818 | 0.818 | 0.818 | 0.818 | 0.818 | 0.818 | 0.818 | 0.818 | 0.818 | 0.818 | 0.818 | 0.818 | 0.818 | 0.818 | 0.818
D2BWWC00 | 0.818 | 0.818 | 0.818 | 0.818 | 0.818 | 0.818 | 0.818 | 0.818 | 0.818 | 0.818 | 0.818 | 0.818 | 0.818 | 0.818 | 0.818 | 0.818 | 0.818 | 0.818 | 0.818 | 0.818 | 0.818 | 0.818 | 0.818 | 0.818 | 0.818 | 0.818 | 0.818 | 0.818 | 0.818 | 0.818 | 0.818 | 0.818 | 0.818 | 0.818 | 0.818 | 0.818 | 0.818 | 0.818 | 0.818 | 0.818 | 0.818 | 0.818 | 0.818 | 0.818 | 0.818 | 0.818 | 0.818 | 0.818 | 0.818 | 0.818 | 0.818
D2HYKC01 | 0.4 | 0.4 | 0.4 | 0.4 | 0.4 | 0.4 | 0.4 | 0.4 | 0.4 | 0.4 | 0.4 | 0.4 | 0.4 | 0.4 | 0.4 | 0.4 | 0.4 | 0.4 | 0.4 | 0.4 | 0.4 | 0.4 | 0.4 | 0.4 | 0.4 | 0.4 | 0.4 | 0.4 | 0.4 | 0.4 | 0.4 | 0.4 | 0.4 | 0.4 | 0.4 | 0.4 | 0.4 | 0.4 | 0.4 | 0.4 | 0.4 | 0.4 | 0.4 | 0.4 | 0.4 | 0.4 | 0.4 | 0.4 | 0.4 | 0.4 | 0.4
D2HYMC01 | 0.4 | 0.4 | 0.4 | 0.4 | 0.4 | 0.4 | 0.4 | 0.4 | 0.4 | 0.4 | 0.4 | 0.4 | 0.4 | 0.4 | 0.4 | 0.4 | 0.4 | 0.4 | 0.4 | 0.4 | 0.4 | 0.4 | 0.4 | 0.4 | 0.4 | 0.4 | 0.4 | 0.4 | 0.4 | 0.4 | 0.4 | 0.4 | 0.4 | 0.4 | 0.4 | 0.4 | 0.4 | 0.4 | 0.4 | 0.4 | 0.4 | 0.4 | 0.4 | 0.4 | 0.4 | 0.4 | 0.4 | 0.4 | 0.4 | 0.4 | 0.4
D2HYKC02 | 0.4 | 0.4 | 0.4 | 0.4 | 0.4 | 0.4 | 0.4 | 0.4 | 0.4 | 0.4 | 0.4 | 0.4 | 0.4 | 0.4 | 0.4 | 0.4 | 0.4 | 0.4 | 0.4 | 0.4 | 0.4 | 0.4 | 0.4 | 0.4 | 0.4 | 0.4 | 0.4 | 0.4 | 0.4 | 0.4 | 0.4 | 0.4 | 0.4 | 0.4 | 0.4 | 0.4 | 0.4 | 0.4 | 0.4 | 0.4 | 0.4 | 0.4 | 0.4 | 0.4 | 0.4 | 0.4 | 0.4 | 0.4 | 0.4 | 0.4 | 0.4
D2HYKC03 | 0.4 | 0.4 | 0.4 | 0.4 | 0.4 | 0.4 | 0.4 | 0.4 | 0.4 | 0.4 | 0.4 | 0.4 | 0.4 | 0.4 | 0.4 | 0.4 | 0.4 | 0.4 | 0.4 | 0.4 | 0.4 | 0.4 | 0.4 | 0.4 | 0.4 | 0.4 | 0.4 | 0.4 | 0.4 | 0.4 | 0.4 | 0.4 | 0.4 | 0.4 | 0.4 | 0.4 | 0.4 | 0.4 | 0.4 | 0.4 | 0.4 | 0.4 | 0.4 | 0.4 | 0.4 | 0.4 | 0.4 | 0.4 | 0.4 | 0.4 | 0.4
D2HYBC01 | 0.4 | 0.4 | 0.4 | 0.4 | 0.4 | 0.4 | 0.4 | 0.4 | 0.4 | 0.4 | 0.4 | 0.4 | 0.4 | 0.4 | 0.4 | 0.4 | 0.4 | 0.4 | 0.4 | 0.4 | 0.4 | 0.4 | 0.4 | 0.4 | 0.4 | 0.4 | 0.4 | 0.4 | 0.4 | 0.4 | 0.4 | 0.4 | 0.4 | 0.4 | 0.4 | 0.4 | 0.4 | 0.4 | 0.4 | 0.4 | 0.4 | 0.4 | 0.4 | 0.4 | 0.4 | 0.4 | 0.4 | 0.4 | 0.4 | 0.4 | 0.4
D2SOPC3750 | 1 | 1 | 1 | 1 | 1 | 1 | 1 | 1 | 1 | 1 | 1 | 1 | 1 | 1 | 1 | 1 | 1 | 1 | 1 | 1 | 1 | 1 | 1 | 1 | 1 | 1 | 1 | 1 | 1 | 1 | 1 | 1 | 1 | 1 | 1 | 1 | 1 | 1 | 1 | 1 | 1 | 1 | 1 | 1 | 1 | 1 | 1 | 1 | 1 | 1 | 1
D2SOPC1354 | 1 | 1 | 1 | 1 | 1 | 1 | 1 | 1 | 1 | 1 | 1 | 1 | 1 | 1 | 1 | 1 | 1 | 1 | 1 | 1 | 1 | 1 | 1 | 1 | 1 | 1 | 1 | 1 | 1 | 1 | 1 | 1 | 1 | 1 | 1 | 1 | 1 | 1 | 1 | 1 | 1 | 1 | 1 | 1 | 1 | 1 | 1 | 1 | 1 | 1 | 1
D2SOPC1390 | 1 | 1 | 1 | 1 | 1 | 1 | 1 | 1 | 1 | 1 | 1 | 1 | 1 | 1 | 1 | 1 | 1 | 1 | 1 | 1 | 1 | 1 | 1 | 1 | 1 | 1 | 1 | 1 | 1 | 1 | 1 | 1 | 1 | 1 | 1 | 1 | 1 | 1 | 1 | 1 | 1 | 1 | 1 | 1 | 1 | 1 | 1 | 1 | 1 | 1 | 1
D2SOPC1364 | 1 | 1 | 1 | 1 | 1 | 1 | 1 | 1 | 1 | 1 | 1 | 1 | 1 | 1 | 1 | 1 | 1 | 1 | 1 | 1 | 1 | 1 | 1 | 1 | 1 | 1 | 1 | 1 | 1 | 1 | 1 | 1 | 1 | 1 | 1 | 1 | 1 | 1 | 1 | 1 | 1 | 1 | 1 | 1 | 1 | 1 | 1 | 1 | 1 | 1 | 1
D2SOPC1367 | 1 | 1 | 1 | 1 | 1 | 1 | 1 | 1 | 1 | 1 | 1 | 1 | 1 | 1 | 1 | 1 | 1 | 1 | 1 | 1 | 1 | 1 | 1 | 1 | 1 | 1 | 1 | 1 | 1 | 1 | 1 | 1 | 1 | 1 | 1 | 1 | 1 | 1 | 1 | 1 | 1 | 1 | 1 | 1 | 1 | 1 | 1 | 1 | 1 | 1 | 1
D2SOPC1331 | 1 | 1 | 1 | 1 | 1 | 1 | 1 | 1 | 1 | 1 | 1 | 1 | 1 | 1 | 1 | 1 | 1 | 1 | 1 | 1 | 1 | 1 | 1 | 1 | 1 | 1 | 1 | 1 | 1 | 1 | 1 | 1 | 1 | 1 | 1 | 1 | 1 | 1 | 1 | 1 | 1 | 1 | 1 | 1 | 1 | 1 | 1 | 1 | 1 | 1 | 1
D2SOPC1355 | 1 | 1 | 1 | 1 | 1 | 1 | 1 | 1 | 1 | 1 | 1 | 1 | 1 | 1 | 1 | 1 | 1 | 1 | 1 | 1 | 1 | 1 | 1 | 1 | 1 | 1 | 1 | 1 | 1 | 1 | 1 | 1 | 1 | 1 | 1 | 1 | 1 | 1 | 1 | 1 | 1 | 1 | 1 | 1 | 1 | 1 | 1 | 1 | 1 | 1 | 1
D2SOTN00 | 1 | 1 | 1 | 1 | 1 | 1 | 1 | 1 | 1 | 1 | 1 | 1 | 1 | 1 | 1 | 1 | 1 | 1 | 1 | 1 | 1 | 1 | 1 | 1 | 1 | 1 | 1 | 1 | 1 | 1 | 1 | 1 | 1 | 1 | 1 | 1 | 1 | 1 | 1 | 1 | 1 | 1 | 1 | 1 | 1 | 1 | 1 | 1 | 1 | 1 | 1
D2WDLC2 | 0.366 | 0.366 | 0.366 | 0.366 | 0.366 | 0.366 | 0.366 | 0.366 | 0.366 | 0.366 | 0.366 | 0.366 | 0.366 | 0.366 | 0.366 | 0.366 | 0.366 | 0.366 | 0.366 | 0.366 | 0.366 | 0.366 | 0.366 | 0.366 | 0.366 | 0.366 | 0.366 | 0.366 | 0.366 | 0.366 | 0.366 | 0.366 | 0.366 | 0.366 | 0.366 | 0.366 | 0.366 | 0.366 | 0.366 | 0.366 | 0.366 | 0.366 | 0.366 | 0.366 | 0.366 | 0.366 | 0.366 | 0.366 | 0.366 | 0.366 | 0.366
D2WDLC3 | 0.352 | 0.352 | 0.352 | 0.352 | 0.352 | 0.352 | 0.352 | 0.352 | 0.352 | 0.352 | 0.352 | 0.352 | 0.352 | 0.352 | 0.352 | 0.352 | 0.352 | 0.352 | 0.352 | 0.352 | 0.352 | 0.352 | 0.352 | 0.352 | 0.352 | 0.352 | 0.352 | 0.352 | 0.352 | 0.352 | 0.352 | 0.352 | 0.352 | 0.352 | 0.352 | 0.352 | 0.352 | 0.352 | 0.352 | 0.352 | 0.352 | 0.352 | 0.352 | 0.352 | 0.352 | 0.352 | 0.352 | 0.352 | 0.352 | 0.352 | 0.352
D2WDLC4 | 0.349 | 0.349 | 0.349 | 0.349 | 0.349 | 0.349 | 0.349 | 0.349 | 0.349 | 0.349 | 0.349 | 0.349 | 0.349 | 0.349 | 0.349 | 0.349 | 0.349 | 0.349 | 0.349 | 0.349 | 0.349 | 0.349 | 0.349 | 0.349 | 0.349 | 0.349 | 0.349 | 0.349 | 0.349 | 0.349 | 0.349 | 0.349 | 0.349 | 0.349 | 0.349 | 0.349 | 0.349 | 0.349 | 0.349 | 0.349 | 0.349 | 0.349 | 0.349 | 0.349 | 0.349 | 0.349 | 0.349 | 0.349 | 0.349 | 0.349 | 0.349
D2WDLC6 | 0.352 | 0.352 | 0.352 | 0.352 | 0.352 | 0.352 | 0.352 | 0.352 | 0.352 | 0.352 | 0.352 | 0.352 | 0.352 | 0.352 | 0.352 | 0.352 | 0.352 | 0.352 | 0.352 | 0.352 | 0.352 | 0.352 | 0.352 | 0.352 | 0.352 | 0.352 | 0.352 | 0.352 | 0.352 | 0.352 | 0.352 | 0.352 | 0.352 | 0.352 | 0.352 | 0.352 | 0.352 | 0.352 | 0.352 | 0.352 | 0.352 | 0.352 | 0.352 | 0.352 | 0.352 | 0.352 | 0.352 | 0.352 | 0.352 | 0.352 | 0.352
D2WDLC7 | 0.369 | 0.369 | 0.369 | 0.369 | 0.369 | 0.369 | 0.369 | 0.369 | 0.369 | 0.369 | 0.369 | 0.369 | 0.369 | 0.369 | 0.369 | 0.369 | 0.369 | 0.369 | 0.369 | 0.369 | 0.369 | 0.369 | 0.369 | 0.369 | 0.369 | 0.369 | 0.369 | 0.369 | 0.369 | 0.369 | 0.369 | 0.369 | 0.369 | 0.369 | 0.369 | 0.369 | 0.369 | 0.369 | 0.369 | 0.369 | 0.369 | 0.369 | 0.369 | 0.369 | 0.369 | 0.369 | 0.369 | 0.369 | 0.369 | 0.369 | 0.369
D2WDLC8 | 0.37 | 0.37 | 0.37 | 0.37 | 0.37 | 0.37 | 0.37 | 0.37 | 0.37 | 0.37 | 0.37 | 0.37 | 0.37 | 0.37 | 0.37 | 0.37 | 0.37 | 0.37 | 0.37 | 0.37 | 0.37 | 0.37 | 0.37 | 0.37 | 0.37 | 0.37 | 0.37 | 0.37 | 0.37 | 0.37 | 0.37 | 0.37 | 0.37 | 0.37 | 0.37 | 0.37 | 0.37 | 0.37 | 0.37 | 0.37 | 0.37 | 0.37 | 0.37 | 0.37 | 0.37 | 0.37 | 0.37 | 0.37 | 0.37 | 0.37 | 0.37
D2WDLC10 | 0.375 | 0.375 | 0.375 | 0.375 | 0.375 | 0.375 | 0.375 | 0.375 | 0.375 | 0.375 | 0.375 | 0.375 | 0.375 | 0.375 | 0.375 | 0.375 | 0.375 | 0.375 | 0.375 | 0.375 | 0.375 | 0.375 | 0.375 | 0.375 | 0.375 | 0.375 | 0.375 | 0.375 | 0.375 | 0.375 | 0.375 | 0.375 | 0.375 | 0.375 | 0.375 | 0.375 | 0.375 | 0.375 | 0.375 | 0.375 | 0.375 | 0.375 | 0.375 | 0.375 | 0.375 | 0.375 | 0.375 | 0.375 | 0.375 | 0.375 | 0.375
D2HLT0180 | 0.56 | 0.56 | 0.56 | 0.56 | 0.56 | 0.56 | 0.56 | 0.56 | 0.56 | 0.56 | 0.56 | 0.56 | 0.56 | 0.56 | 0.56 | 0.56 | 0.56 | 0.56 | 0.56 | 0.56 | 0.56 | 0.56 | 0.56 | 0.56 | 0.56 | 0.56 | 0.56 | 0.56 | 0.56 | 0.56 | 0.56 | 0.56 | 0.56 | 0.56 | 0.56 | 0.56 | 0.56 | 0.56 | 0.56 | 0.56 | 0.56 | 0.56 | 0.56 | 0.56 | 0.56 | 0.56 | 0.56 | 0.56 | 0.56 | 0.56 | 0.56
D2HLT0181 | 0.56 | 0.56 | 0.56 | 0.56 | 0.56 | 0.56 | 0.56 | 0.56 | 0.56 | 0.56 | 0.56 | 0.56 | 0.56 | 0.56 | 0.56 | 0.56 | 0.56 | 0.56 | 0.56 | 0.56 | 0.56 | 0.56 | 0.56 | 0.56 | 0.56 | 0.56 | 0.56 | 0.56 | 0.56 | 0.56 | 0.56 | 0.56 | 0.56 | 0.56 | 0.56 | 0.56 | 0.56 | 0.56 | 0.56 | 0.56 | 0.56 | 0.56 | 0.56 | 0.56 | 0.56 | 0.56 | 0.56 | 0.56 | 0.56 | 0.56 | 0.56
D2HSF0779 | 0.56 | 0.56 | 0.56 | 0.56 | 0.56 | 0.56 | 0.56 | 0.56 | 0.56 | 0.56 | 0.56 | 0.56 | 0.56 | 0.56 | 0.56 | 0.56 | 0.56 | 0.56 | 0.56 | 0.56 | 0.56 | 0.56 | 0.56 | 0.56 | 0.56 | 0.56 | 0.56 | 0.56 | 0.56 | 0.56 | 0.56 | 0.56 | 0.56 | 0.56 | 0.56 | 0.56 | 0.56 | 0.56 | 0.56 | 0.56 | 0.56 | 0.56 | 0.56 | 0.56 | 0.56 | 0.56 | 0.56 | 0.56 | 0.56 | 0.56 | 0.56
D2HSF0893 | 0.56 | 0.56 | 0.56 | 0.56 | 0.56 | 0.56 | 0.56 | 0.56 | 0.56 | 0.56 | 0.56 | 0.56 | 0.56 | 0.56 | 0.56 | 0.56 | 0.56 | 0.56 | 0.56 | 0.56 | 0.56 | 0.56 | 0.56 | 0.56 | 0.56 | 0.56 | 0.56 | 0.56 | 0.56 | 0.56 | 0.56 | 0.56 | 0.56 | 0.56 | 0.56 | 0.56 | 0.56 | 0.56 | 0.56 | 0.56 | 0.56 | 0.56 | 0.56 | 0.56 | 0.56 | 0.56 | 0.56 | 0.56 | 0.56 | 0.56 | 0.56
D2HSF0915 | 0.56 | 0.56 | 0.56 | 0.56 | 0.56 | 0.56 | 0.56 | 0.56 | 0.56 | 0.56 | 0.56 | 0.56 | 0.56 | 0.56 | 0.56 | 0.56 | 0.56 | 0.56 | 0.56 | 0.56 | 0.56 | 0.56 | 0.56 | 0.56 | 0.56 | 0.56 | 0.56 | 0.56 | 0.56 | 0.56 | 0.56 | 0.56 | 0.56 | 0.56 | 0.56 | 0.56 | 0.56 | 0.56 | 0.56 | 0.56 | 0.56 | 0.56 | 0.56 | 0.56 | 0.56 | 0.56 | 0.56 | 0.56 | 0.56 | 0.56 | 0.56
D2HLT0165 | 0.56 | 0.56 | 0.56 | 0.56 | 0.56 | 0.56 | 0.56 | 0.56 | 0.56 | 0.56 | 0.56 | 0.56 | 0.56 | 0.56 | 0.56 | 0.56 | 0.56 | 0.56 | 0.56 | 0.56 | 0.56 | 0.56 | 0.56 | 0.56 | 0.56 | 0.56 | 0.56 | 0.56 | 0.56 | 0.56 | 0.56 | 0.56 | 0.56 | 0.56 | 0.56 | 0.56 | 0.56 | 0.56 | 0.56 | 0.56 | 0.56 | 0.56 | 0.56 | 0.56 | 0.56 | 0.56 | 0.56 | 0.56 | 0.56 | 0.56 | 0.56
D2HLT0166 | 0.56 | 0.56 | 0.56 | 0.56 | 0.56 | 0.56 | 0.56 | 0.56 | 0.56 | 0.56 | 0.56 | 0.56 | 0.56 | 0.56 | 0.56 | 0.56 | 0.56 | 0.56 | 0.56 | 0.56 | 0.56 | 0.56 | 0.56 | 0.56 | 0.56 | 0.56 | 0.56 | 0.56 | 0.56 | 0.56 | 0.56 | 0.56 | 0.56 | 0.56 | 0.56 | 0.56 | 0.56 | 0.56 | 0.56 | 0.56 | 0.56 | 0.56 | 0.56 | 0.56 | 0.56 | 0.56 | 0.56 | 0.56 | 0.56 | 0.56 | 0.56
D2HLT0171 | 0.56 | 0.56 | 0.56 | 0.56 | 0.56 | 0.56 | 0.56 | 0.56 | 0.56 | 0.56 | 0.56 | 0.56 | 0.56 | 0.56 | 0.56 | 0.56 | 0.56 | 0.56 | 0.56 | 0.56 | 0.56 | 0.56 | 0.56 | 0.56 | 0.56 | 0.56 | 0.56 | 0.56 | 0.56 | 0.56 | 0.56 | 0.56 | 0.56 | 0.56 | 0.56 | 0.56 | 0.56 | 0.56 | 0.56 | 0.56 | 0.56 | 0.56 | 0.56 | 0.56 | 0.56 | 0.56 | 0.56 | 0.56 | 0.56 | 0.56 | 0.56
D2HLT0182 | 0.56 | 0.56 | 0.56 | 0.56 | 0.56 | 0.56 | 0.56 | 0.56 | 0.56 | 0.56 | 0.56 | 0.56 | 0.56 | 0.56 | 0.56 | 0.56 | 0.56 | 0.56 | 0.56 | 0.56 | 0.56 | 0.56 | 0.56 | 0.56 | 0.56 | 0.56 | 0.56 | 0.56 | 0.56 | 0.56 | 0.56 | 0.56 | 0.56 | 0.56 | 0.56 | 0.56 | 0.56 | 0.56 | 0.56 | 0.56 | 0.56 | 0.56 | 0.56 | 0.56 | 0.56 | 0.56 | 0.56 | 0.56 | 0.56 | 0.56 | 0.56
D2HSF0852 | 0.56 | 0.56 | 0.56 | 0.56 | 0.56 | 0.56 | 0.56 | 0.56 | 0.56 | 0.56 | 0.56 | 0.56 | 0.56 | 0.56 | 0.56 | 0.56 | 0.56 | 0.56 | 0.56 | 0.56 | 0.56 | 0.56 | 0.56 | 0.56 | 0.56 | 0.56 | 0.56 | 0.56 | 0.56 | 0.56 | 0.56 | 0.56 | 0.56 | 0.56 | 0.56 | 0.56 | 0.56 | 0.56 | 0.56 | 0.56 | 0.56 | 0.56 | 0.56 | 0.56 | 0.56 | 0.56 | 0.56 | 0.56 | 0.56 | 0.56 | 0.56
D2HSF0910 | 0.56 | 0.56 | 0.56 | 0.56 | 0.56 | 0.56 | 0.56 | 0.56 | 0.56 | 0.56 | 0.56 | 0.56 | 0.56 | 0.56 | 0.56 | 0.56 | 0.56 | 0.56 | 0.56 | 0.56 | 0.56 | 0.56 | 0.56 | 0.56 | 0.56 | 0.56 | 0.56 | 0.56 | 0.56 | 0.56 | 0.56 | 0.56 | 0.56 | 0.56 | 0.56 | 0.56 | 0.56 | 0.56 | 0.56 | 0.56 | 0.56 | 0.56 | 0.56 | 0.56 | 0.56 | 0.56 | 0.56 | 0.56 | 0.56 | 0.56 | 0.56
D2HSF0969 | 0.56 | 0.56 | 0.56 | 0.56 | 0.56 | 0.56 | 0.56 | 0.56 | 0.56 | 0.56 | 0.56 | 0.56 | 0.56 | 0.56 | 0.56 | 0.56 | 0.56 | 0.56 | 0.56 | 0.56 | 0.56 | 0.56 | 0.56 | 0.56 | 0.56 | 0.56 | 0.56 | 0.56 | 0.56 | 0.56 | 0.56 | 0.56 | 0.56 | 0.56 | 0.56 | 0.56 | 0.56 | 0.56 | 0.56 | 0.56 | 0.56 | 0.56 | 0.56 | 0.56 | 0.56 | 0.56 | 0.56 | 0.56 | 0.56 | 0.56 | 0.56
D2HLT0075 | 0.56 | 0.56 | 0.56 | 0.56 | 0.56 | 0.56 | 0.56 | 0.56 | 0.56 | 0.56 | 0.56 | 0.56 | 0.56 | 0.56 | 0.56 | 0.56 | 0.56 | 0.56 | 0.56 | 0.56 | 0.56 | 0.56 | 0.56 | 0.56 | 0.56 | 0.56 | 0.56 | 0.56 | 0.56 | 0.56 | 0.56 | 0.56 | 0.56 | 0.56 | 0.56 | 0.56 | 0.56 | 0.56 | 0.56 | 0.56 | 0.56 | 0.56 | 0.56 | 0.56 | 0.56 | 0.56 | 0.56 | 0.56 | 0.56 | 0.56 | 0.56
D2HLT0084 | 0.56 | 0.56 | 0.56 | 0.56 | 0.56 | 0.56 | 0.56 | 0.56 | 0.56 | 0.56 | 0.56 | 0.56 | 0.56 | 0.56 | 0.56 | 0.56 | 0.56 | 0.56 | 0.56 | 0.56 | 0.56 | 0.56 | 0.56 | 0.56 | 0.56 | 0.56 | 0.56 | 0.56 | 0.56 | 0.56 | 0.56 | 0.56 | 0.56 | 0.56 | 0.56 | 0.56 | 0.56 | 0.56 | 0.56 | 0.56 | 0.56 | 0.56 | 0.56 | 0.56 | 0.56 | 0.56 | 0.56 | 0.56 | 0.56 | 0.56 | 0.56
D2HLT0091 | 0.56 | 0.56 | 0.56 | 0.56 | 0.56 | 0.56 | 0.56 | 0.56 | 0.56 | 0.56 | 0.56 | 0.56 | 0.56 | 0.56 | 0.56 | 0.56 | 0.56 | 0.56 | 0.56 | 0.56 | 0.56 | 0.56 | 0.56 | 0.56 | 0.56 | 0.56 | 0.56 | 0.56 | 0.56 | 0.56 | 0.56 | 0.56 | 0.56 | 0.56 | 0.56 | 0.56 | 0.56 | 0.56 | 0.56 | 0.56 | 0.56 | 0.56 | 0.56 | 0.56 | 0.56 | 0.56 | 0.56 | 0.56 | 0.56 | 0.56 | 0.56
D2HLT0094 | 0.56 | 0.56 | 0.56 | 0.56 | 0.56 | 0.56 | 0.56 | 0.56 | 0.56 | 0.56 | 0.56 | 0.56 | 0.56 | 0.56 | 0.56 | 0.56 | 0.56 | 0.56 | 0.56 | 0.56 | 0.56 | 0.56 | 0.56 | 0.56 | 0.56 | 0.56 | 0.56 | 0.56 | 0.56 | 0.56 | 0.56 | 0.56 | 0.56 | 0.56 | 0.56 | 0.56 | 0.56 | 0.56 | 0.56 | 0.56 | 0.56 | 0.56 | 0.56 | 0.56 | 0.56 | 0.56 | 0.56 | 0.56 | 0.56 | 0.56 | 0.56
D2HLT0138 | 0.56 | 0.56 | 0.56 | 0.56 | 0.56 | 0.56 | 0.56 | 0.56 | 0.56 | 0.56 | 0.56 | 0.56 | 0.56 | 0.56 | 0.56 | 0.56 | 0.56 | 0.56 | 0.56 | 0.56 | 0.56 | 0.56 | 0.56 | 0.56 | 0.56 | 0.56 | 0.56 | 0.56 | 0.56 | 0.56 | 0.56 | 0.56 | 0.56 | 0.56 | 0.56 | 0.56 | 0.56 | 0.56 | 0.56 | 0.56 | 0.56 | 0.56 | 0.56 | 0.56 | 0.56 | 0.56 | 0.56 | 0.56 | 0.56 | 0.56 | 0.56
D2HLT0139 | 0.56 | 0.56 | 0.56 | 0.56 | 0.56 | 0.56 | 0.56 | 0.56 | 0.56 | 0.56 | 0.56 | 0.56 | 0.56 | 0.56 | 0.56 | 0.56 | 0.56 | 0.56 | 0.56 | 0.56 | 0.56 | 0.56 | 0.56 | 0.56 | 0.56 | 0.56 | 0.56 | 0.56 | 0.56 | 0.56 | 0.56 | 0.56 | 0.56 | 0.56 | 0.56 | 0.56 | 0.56 | 0.56 | 0.56 | 0.56 | 0.56 | 0.56 | 0.56 | 0.56 | 0.56 | 0.56 | 0.56 | 0.56 | 0.56 | 0.56 | 0.56
D2HLT0140 | 0.56 | 0.56 | 0.56 | 0.56 | 0.56 | 0.56 | 0.56 | 0.56 | 0.56 | 0.56 | 0.56 | 0.56 | 0.56 | 0.56 | 0.56 | 0.56 | 0.56 | 0.56 | 0.56 | 0.56 | 0.56 | 0.56 | 0.56 | 0.56 | 0.56 | 0.56 | 0.56 | 0.56 | 0.56 | 0.56 | 0.56 | 0.56 | 0.56 | 0.56 | 0.56 | 0.56 | 0.56 | 0.56 | 0.56 | 0.56 | 0.56 | 0.56 | 0.56 | 0.56 | 0.56 | 0.56 | 0.56 | 0.56 | 0.56 | 0.56 | 0.56
D2HLT0141 | 0.56 | 0.56 | 0.56 | 0.56 | 0.56 | 0.56 | 0.56 | 0.56 | 0.56 | 0.56 | 0.56 | 0.56 | 0.56 | 0.56 | 0.56 | 0.56 | 0.56 | 0.56 | 0.56 | 0.56 | 0.56 | 0.56 | 0.56 | 0.56 | 0.56 | 0.56 | 0.56 | 0.56 | 0.56 | 0.56 | 0.56 | 0.56 | 0.56 | 0.56 | 0.56 | 0.56 | 0.56 | 0.56 | 0.56 | 0.56 | 0.56 | 0.56 | 0.56 | 0.56 | 0.56 | 0.56 | 0.56 | 0.56 | 0.56 | 0.56 | 0.56

## CapacityFactor
Repeats | Region | Supply tech | TS name | Input data
1 | DR | D2IMPELC |  | [DRC,D2IMPELC,*,*] : | 2020 | 2021 | 2022 | 2023 | 2024 | 2025 | 2026 | 2027 | 2028 | 2029 | 2030 | 2031 | 2032 | 2033 | 2034 | 2035 | 2036 | 2037 | 2038 | 2039 | 2040 | 2041 | 2042 | 2043 | 2044 | 2045 | 2046 | 2047 | 2048 | 2049 | 2050 :=
1 | DR | D2IMPELC | TS01 | TS01 | bar: 2020 to 2050 :=
1 | DR | D2IMPELC | TS02 | TS02 | bar: 2020 to 2050 :=
1 | DR | D2IMPELC | TS03 | TS03 | bar: 2020 to 2050 :=
1 | DR | D2IMPELC | TS04 | TS04 | bar: 2020 to 2050 :=
1 | DR | D2IMPELC | TS05 | TS05 | bar: 2020 to 2050 :=
1 | DR | D2IMPELC | TS06 | TS06 | bar: 2020 to 2050 :=
1 | DR | D2IMPELC | TS07 | TS07 | bar: 2020 to 2050 :=
1 | DR | D2IMPELC | TS08 | TS08 | bar: 2020 to 2050 :=
1 | DR | D2IMPELC | TS09 | TS09 | bar: 2020 to 2050 :=
1 | DR | D2IMPELC | TS10 | TS10 | bar: 2020 to 2050 :=
1 | DR | D2IMPELC | TS11 | TS11 | bar: 2020 to 2050 :=
1 | DR | D2IMPELC | TS12 | TS12 | bar: 2020 to 2050 :=
1 | DR | D2IMPELC | TS13 | TS13 | bar: 2020 to 2050 :=
1 | DR | D2IMPELC | TS14 | TS14 | bar: 2020 to 2050 :=
1 | DR | D2IMPELC | TS15 | TS15 | bar: 2020 to 2050 :=
1 | DR | D2IMPELC | TS16 | TS16 | bar: 2020 to 2050 :=
1 | DR | D2IMPELC | TS17 | TS17 | bar: 2020 to 2050 :=
1 | DR | D2IMPELC | TS18 | TS18 | bar: 2020 to 2050 :=
1 | DR | D2IMPELC | TS19 | TS19 | bar: 2020 to 2050 :=
1 | DR | D2IMPELC | TS20 | TS20 | bar: 2020 to 2050 :=
1 | DR | D2IMPELC | TS21 | TS21 | bar: 2020 to 2050 :=
1 | DR | D2IMPELC | TS22 | TS22 | bar: 2020 to 2050 :=
1 | DR | D2IMPELC | TS23 | TS23 | bar: 2020 to 2050 :=
1 | DR | D2IMPELC | TS24 | TS24 | bar: 2020 to 2050 :=
1 | DR | D2IMPELC | TS25 | TS25 | bar: 2020 to 2050 :=
1 | DR | D2IMPELC | TS26 | TS26 | bar: 2020 to 2050 :=
1 | DR | D2IMPELC | TS27 | TS27 | bar: 2020 to 2050 :=
1 | DR | D2IMPELC | TS28 | TS28 | bar: 2020 to 2050 :=
1 | DR | D2IMPELC | TS29 | TS29 | bar: 2020 to 2050 :=
1 | DR | D2IMPELC | TS30 | TS30 | bar: 2020 to 2050 :=
1 | DR | D2IMPELC | TS31 | TS31 | bar: 2020 to 2050 :=
1 | DR | D2IMPELC | TS32 | TS32 | bar: 2020 to 2050 :=
1 | DR | D2IMPELC | TS33 | TS33 | bar: 2020 to 2050 :=
1 | DR | D2IMPELC | TS34 | TS34 | bar: 2020 to 2050 :=
1 | DR | D2IMPELC | TS35 | TS35 | bar: 2020 to 2050 :=
1 | DR | D2IMPELC | TS36 | TS36 | bar: 2020 to 2050 :=
1 | DR | D2IMPELC | TS37 | TS37 | bar: 2020 to 2050 :=
1 | DR | D2IMPELC | TS38 | TS38 | bar: 2020 to 2050 :=
1 | DR | D2IMPELC | TS39 | TS39 | bar: 2020 to 2050 :=
1 | DR | D2IMPELC | TS40 | TS40 | bar: 2020 to 2050 :=
2 | DR | D2DSGC00 |  | [DRC,D2DSGC00,*,*] : | 2020 | 2021 | 2022 | 2023 | 2024 | 2025 | 2026 | 2027 | 2028 | 2029 | 2030 | 2031 | 2032 | 2033 | 2034 | 2035 | 2036 | 2037 | 2038 | 2039 | 2040 | 2041 | 2042 | 2043 | 2044 | 2045 | 2046 | 2047 | 2048 | 2049 | 2050 :=
2 | DR | D2DSGC00 | TS01 | TS01 | bar: 2020 to 2050 :=
2 | DR | D2DSGC00 | TS02 | TS02 | bar: 2020 to 2050 :=
2 | DR | D2DSGC00 | TS03 | TS03 | bar: 2020 to 2050 :=
2 | DR | D2DSGC00 | TS04 | TS04 | bar: 2020 to 2050 :=
2 | DR | D2DSGC00 | TS05 | TS05 | bar: 2020 to 2050 :=
2 | DR | D2DSGC00 | TS06 | TS06 | bar: 2020 to 2050 :=
2 | DR | D2DSGC00 | TS07 | TS07 | bar: 2020 to 2050 :=
2 | DR | D2DSGC00 | TS08 | TS08 | bar: 2020 to 2050 :=
2 | DR | D2DSGC00 | TS09 | TS09 | bar: 2020 to 2050 :=
2 | DR | D2DSGC00 | TS10 | TS10 | bar: 2020 to 2050 :=
2 | DR | D2DSGC00 | TS11 | TS11 | bar: 2020 to 2050 :=
2 | DR | D2DSGC00 | TS12 | TS12 | bar: 2020 to 2050 :=
2 | DR | D2DSGC00 | TS13 | TS13 | bar: 2020 to 2050 :=
2 | DR | D2DSGC00 | TS14 | TS14 | bar: 2020 to 2050 :=
2 | DR | D2DSGC00 | TS15 | TS15 | bar: 2020 to 2050 :=
2 | DR | D2DSGC00 | TS16 | TS16 | bar: 2020 to 2050 :=
2 | DR | D2DSGC00 | TS17 | TS17 | bar: 2020 to 2050 :=
2 | DR | D2DSGC00 | TS18 | TS18 | bar: 2020 to 2050 :=
2 | DR | D2DSGC00 | TS19 | TS19 | bar: 2020 to 2050 :=
2 | DR | D2DSGC00 | TS20 | TS20 | bar: 2020 to 2050 :=
2 | DR | D2DSGC00 | TS21 | TS21 | bar: 2020 to 2050 :=
2 | DR | D2DSGC00 | TS22 | TS22 | bar: 2020 to 2050 :=
2 | DR | D2DSGC00 | TS23 | TS23 | bar: 2020 to 2050 :=
2 | DR | D2DSGC00 | TS24 | TS24 | bar: 2020 to 2050 :=
2 | DR | D2DSGC00 | TS25 | TS25 | bar: 2020 to 2050 :=
2 | DR | D2DSGC00 | TS26 | TS26 | bar: 2020 to 2050 :=
2 | DR | D2DSGC00 | TS27 | TS27 | bar: 2020 to 2050 :=
2 | DR | D2DSGC00 | TS28 | TS28 | bar: 2020 to 2050 :=
2 | DR | D2DSGC00 | TS29 | TS29 | bar: 2020 to 2050 :=
2 | DR | D2DSGC00 | TS30 | TS30 | bar: 2020 to 2050 :=
2 | DR | D2DSGC00 | TS31 | TS31 | bar: 2020 to 2050 :=
2 | DR | D2DSGC00 | TS32 | TS32 | bar: 2020 to 2050 :=
2 | DR | D2DSGC00 | TS33 | TS33 | bar: 2020 to 2050 :=
2 | DR | D2DSGC00 | TS34 | TS34 | bar: 2020 to 2050 :=
2 | DR | D2DSGC00 | TS35 | TS35 | bar: 2020 to 2050 :=
2 | DR | D2DSGC00 | TS36 | TS36 | bar: 2020 to 2050 :=
2 | DR | D2DSGC00 | TS37 | TS37 | bar: 2020 to 2050 :=
2 | DR | D2DSGC00 | TS38 | TS38 | bar: 2020 to 2050 :=
2 | DR | D2DSGC00 | TS39 | TS39 | bar: 2020 to 2050 :=
2 | DR | D2DSGC00 | TS40 | TS40 | bar: 2020 to 2050 :=
3 | DR | D2HFGC00 |  | [DRC,D2HFGC00,*,*] : | 2020 | 2021 | 2022 | 2023 | 2024 | 2025 | 2026 | 2027 | 2028 | 2029 | 2030 | 2031 | 2032 | 2033 | 2034 | 2035 | 2036 | 2037 | 2038 | 2039 | 2040 | 2041 | 2042 | 2043 | 2044 | 2045 | 2046 | 2047 | 2048 | 2049 | 2050 :=
3 | DR | D2HFGC00 | TS01 | TS01 | bar: 2020 to 2050 :=
3 | DR | D2HFGC00 | TS02 | TS02 | bar: 2020 to 2050 :=
3 | DR | D2HFGC00 | TS03 | TS03 | bar: 2020 to 2050 :=
3 | DR | D2HFGC00 | TS04 | TS04 | bar: 2020 to 2050 :=
3 | DR | D2HFGC00 | TS05 | TS05 | bar: 2020 to 2050 :=
3 | DR | D2HFGC00 | TS06 | TS06 | bar: 2020 to 2050 :=
3 | DR | D2HFGC00 | TS07 | TS07 | bar: 2020 to 2050 :=
3 | DR | D2HFGC00 | TS08 | TS08 | bar: 2020 to 2050 :=
3 | DR | D2HFGC00 | TS09 | TS09 | bar: 2020 to 2050 :=
3 | DR | D2HFGC00 | TS10 | TS10 | bar: 2020 to 2050 :=
3 | DR | D2HFGC00 | TS11 | TS11 | bar: 2020 to 2050 :=
3 | DR | D2HFGC00 | TS12 | TS12 | bar: 2020 to 2050 :=
3 | DR | D2HFGC00 | TS13 | TS13 | bar: 2020 to 2050 :=
3 | DR | D2HFGC00 | TS14 | TS14 | bar: 2020 to 2050 :=
3 | DR | D2HFGC00 | TS15 | TS15 | bar: 2020 to 2050 :=
3 | DR | D2HFGC00 | TS16 | TS16 | bar: 2020 to 2050 :=
3 | DR | D2HFGC00 | TS17 | TS17 | bar: 2020 to 2050 :=
3 | DR | D2HFGC00 | TS18 | TS18 | bar: 2020 to 2050 :=
3 | DR | D2HFGC00 | TS19 | TS19 | bar: 2020 to 2050 :=
3 | DR | D2HFGC00 | TS20 | TS20 | bar: 2020 to 2050 :=
3 | DR | D2HFGC00 | TS21 | TS21 | bar: 2020 to 2050 :=
3 | DR | D2HFGC00 | TS22 | TS22 | bar: 2020 to 2050 :=
3 | DR | D2HFGC00 | TS23 | TS23 | bar: 2020 to 2050 :=
3 | DR | D2HFGC00 | TS24 | TS24 | bar: 2020 to 2050 :=
3 | DR | D2HFGC00 | TS25 | TS25 | bar: 2020 to 2050 :=
3 | DR | D2HFGC00 | TS26 | TS26 | bar: 2020 to 2050 :=
3 | DR | D2HFGC00 | TS27 | TS27 | bar: 2020 to 2050 :=
3 | DR | D2HFGC00 | TS28 | TS28 | bar: 2020 to 2050 :=
3 | DR | D2HFGC00 | TS29 | TS29 | bar: 2020 to 2050 :=
3 | DR | D2HFGC00 | TS30 | TS30 | bar: 2020 to 2050 :=
3 | DR | D2HFGC00 | TS31 | TS31 | bar: 2020 to 2050 :=
3 | DR | D2HFGC00 | TS32 | TS32 | bar: 2020 to 2050 :=
3 | DR | D2HFGC00 | TS33 | TS33 | bar: 2020 to 2050 :=
3 | DR | D2HFGC00 | TS34 | TS34 | bar: 2020 to 2050 :=
3 | DR | D2HFGC00 | TS35 | TS35 | bar: 2020 to 2050 :=
3 | DR | D2HFGC00 | TS36 | TS36 | bar: 2020 to 2050 :=
3 | DR | D2HFGC00 | TS37 | TS37 | bar: 2020 to 2050 :=
3 | DR | D2HFGC00 | TS38 | TS38 | bar: 2020 to 2050 :=
3 | DR | D2HFGC00 | TS39 | TS39 | bar: 2020 to 2050 :=
3 | DR | D2HFGC00 | TS40 | TS40 | bar: 2020 to 2050 :=
4 | DR | D2NGOC00 |  | [DRC,D2NGOC00,*,*] : | 2020 | 2021 | 2022 | 2023 | 2024 | 2025 | 2026 | 2027 | 2028 | 2029 | 2030 | 2031 | 2032 | 2033 | 2034 | 2035 | 2036 | 2037 | 2038 | 2039 | 2040 | 2041 | 2042 | 2043 | 2044 | 2045 | 2046 | 2047 | 2048 | 2049 | 2050 :=
4 | DR | D2NGOC00 | TS01 | TS01 | bar: 2020 to 2050 :=
4 | DR | D2NGOC00 | TS02 | TS02 | bar: 2020 to 2050 :=
4 | DR | D2NGOC00 | TS03 | TS03 | bar: 2020 to 2050 :=
4 | DR | D2NGOC00 | TS04 | TS04 | bar: 2020 to 2050 :=
4 | DR | D2NGOC00 | TS05 | TS05 | bar: 2020 to 2050 :=
4 | DR | D2NGOC00 | TS06 | TS06 | bar: 2020 to 2050 :=
4 | DR | D2NGOC00 | TS07 | TS07 | bar: 2020 to 2050 :=
4 | DR | D2NGOC00 | TS08 | TS08 | bar: 2020 to 2050 :=
4 | DR | D2NGOC00 | TS09 | TS09 | bar: 2020 to 2050 :=
4 | DR | D2NGOC00 | TS10 | TS10 | bar: 2020 to 2050 :=
4 | DR | D2NGOC00 | TS11 | TS11 | bar: 2020 to 2050 :=
4 | DR | D2NGOC00 | TS12 | TS12 | bar: 2020 to 2050 :=
4 | DR | D2NGOC00 | TS13 | TS13 | bar: 2020 to 2050 :=
4 | DR | D2NGOC00 | TS14 | TS14 | bar: 2020 to 2050 :=
4 | DR | D2NGOC00 | TS15 | TS15 | bar: 2020 to 2050 :=
4 | DR | D2NGOC00 | TS16 | TS16 | bar: 2020 to 2050 :=
4 | DR | D2NGOC00 | TS17 | TS17 | bar: 2020 to 2050 :=
4 | DR | D2NGOC00 | TS18 | TS18 | bar: 2020 to 2050 :=
4 | DR | D2NGOC00 | TS19 | TS19 | bar: 2020 to 2050 :=
4 | DR | D2NGOC00 | TS20 | TS20 | bar: 2020 to 2050 :=
4 | DR | D2NGOC00 | TS21 | TS21 | bar: 2020 to 2050 :=
4 | DR | D2NGOC00 | TS22 | TS22 | bar: 2020 to 2050 :=
4 | DR | D2NGOC00 | TS23 | TS23 | bar: 2020 to 2050 :=
4 | DR | D2NGOC00 | TS24 | TS24 | bar: 2020 to 2050 :=
4 | DR | D2NGOC00 | TS25 | TS25 | bar: 2020 to 2050 :=
4 | DR | D2NGOC00 | TS26 | TS26 | bar: 2020 to 2050 :=
4 | DR | D2NGOC00 | TS27 | TS27 | bar: 2020 to 2050 :=
4 | DR | D2NGOC00 | TS28 | TS28 | bar: 2020 to 2050 :=
4 | DR | D2NGOC00 | TS29 | TS29 | bar: 2020 to 2050 :=
4 | DR | D2NGOC00 | TS30 | TS30 | bar: 2020 to 2050 :=
4 | DR | D2NGOC00 | TS31 | TS31 | bar: 2020 to 2050 :=
4 | DR | D2NGOC00 | TS32 | TS32 | bar: 2020 to 2050 :=
4 | DR | D2NGOC00 | TS33 | TS33 | bar: 2020 to 2050 :=
4 | DR | D2NGOC00 | TS34 | TS34 | bar: 2020 to 2050 :=
4 | DR | D2NGOC00 | TS35 | TS35 | bar: 2020 to 2050 :=
4 | DR | D2NGOC00 | TS36 | TS36 | bar: 2020 to 2050 :=
4 | DR | D2NGOC00 | TS37 | TS37 | bar: 2020 to 2050 :=
4 | DR | D2NGOC00 | TS38 | TS38 | bar: 2020 to 2050 :=
4 | DR | D2NGOC00 | TS39 | TS39 | bar: 2020 to 2050 :=
4 | DR | D2NGOC00 | TS40 | TS40 | bar: 2020 to 2050 :=
5 | DR | D2NGCC00 |  | [DRC,D2NGCC00,*,*] : | 2020 | 2021 | 2022 | 2023 | 2024 | 2025 | 2026 | 2027 | 2028 | 2029 | 2030 | 2031 | 2032 | 2033 | 2034 | 2035 | 2036 | 2037 | 2038 | 2039 | 2040 | 2041 | 2042 | 2043 | 2044 | 2045 | 2046 | 2047 | 2048 | 2049 | 2050 :=
5 | DR | D2NGCC00 | TS01 | TS01 | bar: 2020 to 2050 :=
5 | DR | D2NGCC00 | TS02 | TS02 | bar: 2020 to 2050 :=
5 | DR | D2NGCC00 | TS03 | TS03 | bar: 2020 to 2050 :=
5 | DR | D2NGCC00 | TS04 | TS04 | bar: 2020 to 2050 :=
5 | DR | D2NGCC00 | TS05 | TS05 | bar: 2020 to 2050 :=
5 | DR | D2NGCC00 | TS06 | TS06 | bar: 2020 to 2050 :=
5 | DR | D2NGCC00 | TS07 | TS07 | bar: 2020 to 2050 :=
5 | DR | D2NGCC00 | TS08 | TS08 | bar: 2020 to 2050 :=
5 | DR | D2NGCC00 | TS09 | TS09 | bar: 2020 to 2050 :=
5 | DR | D2NGCC00 | TS10 | TS10 | bar: 2020 to 2050 :=
5 | DR | D2NGCC00 | TS11 | TS11 | bar: 2020 to 2050 :=
5 | DR | D2NGCC00 | TS12 | TS12 | bar: 2020 to 2050 :=
5 | DR | D2NGCC00 | TS13 | TS13 | bar: 2020 to 2050 :=
5 | DR | D2NGCC00 | TS14 | TS14 | bar: 2020 to 2050 :=
5 | DR | D2NGCC00 | TS15 | TS15 | bar: 2020 to 2050 :=
5 | DR | D2NGCC00 | TS16 | TS16 | bar: 2020 to 2050 :=
5 | DR | D2NGCC00 | TS17 | TS17 | bar: 2020 to 2050 :=
5 | DR | D2NGCC00 | TS18 | TS18 | bar: 2020 to 2050 :=
5 | DR | D2NGCC00 | TS19 | TS19 | bar: 2020 to 2050 :=
5 | DR | D2NGCC00 | TS20 | TS20 | bar: 2020 to 2050 :=
5 | DR | D2NGCC00 | TS21 | TS21 | bar: 2020 to 2050 :=
5 | DR | D2NGCC00 | TS22 | TS22 | bar: 2020 to 2050 :=
5 | DR | D2NGCC00 | TS23 | TS23 | bar: 2020 to 2050 :=
5 | DR | D2NGCC00 | TS24 | TS24 | bar: 2020 to 2050 :=
5 | DR | D2NGCC00 | TS25 | TS25 | bar: 2020 to 2050 :=
5 | DR | D2NGCC00 | TS26 | TS26 | bar: 2020 to 2050 :=
5 | DR | D2NGCC00 | TS27 | TS27 | bar: 2020 to 2050 :=
5 | DR | D2NGCC00 | TS28 | TS28 | bar: 2020 to 2050 :=
5 | DR | D2NGCC00 | TS29 | TS29 | bar: 2020 to 2050 :=
5 | DR | D2NGCC00 | TS30 | TS30 | bar: 2020 to 2050 :=
5 | DR | D2NGCC00 | TS31 | TS31 | bar: 2020 to 2050 :=
5 | DR | D2NGCC00 | TS32 | TS32 | bar: 2020 to 2050 :=
5 | DR | D2NGCC00 | TS33 | TS33 | bar: 2020 to 2050 :=
5 | DR | D2NGCC00 | TS34 | TS34 | bar: 2020 to 2050 :=
5 | DR | D2NGCC00 | TS35 | TS35 | bar: 2020 to 2050 :=
5 | DR | D2NGCC00 | TS36 | TS36 | bar: 2020 to 2050 :=
5 | DR | D2NGCC00 | TS37 | TS37 | bar: 2020 to 2050 :=
5 | DR | D2NGCC00 | TS38 | TS38 | bar: 2020 to 2050 :=
5 | DR | D2NGCC00 | TS39 | TS39 | bar: 2020 to 2050 :=
5 | DR | D2NGCC00 | TS40 | TS40 | bar: 2020 to 2050 :=
6 | DR | D2NGEC00 |  | [DRC,D2NGEC00,*,*] : | 2020 | 2021 | 2022 | 2023 | 2024 | 2025 | 2026 | 2027 | 2028 | 2029 | 2030 | 2031 | 2032 | 2033 | 2034 | 2035 | 2036 | 2037 | 2038 | 2039 | 2040 | 2041 | 2042 | 2043 | 2044 | 2045 | 2046 | 2047 | 2048 | 2049 | 2050 :=
6 | DR | D2NGEC00 | TS01 | TS01 | bar: 2020 to 2050 :=
6 | DR | D2NGEC00 | TS02 | TS02 | bar: 2020 to 2050 :=
6 | DR | D2NGEC00 | TS03 | TS03 | bar: 2020 to 2050 :=
6 | DR | D2NGEC00 | TS04 | TS04 | bar: 2020 to 2050 :=
6 | DR | D2NGEC00 | TS05 | TS05 | bar: 2020 to 2050 :=
6 | DR | D2NGEC00 | TS06 | TS06 | bar: 2020 to 2050 :=
6 | DR | D2NGEC00 | TS07 | TS07 | bar: 2020 to 2050 :=
6 | DR | D2NGEC00 | TS08 | TS08 | bar: 2020 to 2050 :=
6 | DR | D2NGEC00 | TS09 | TS09 | bar: 2020 to 2050 :=
6 | DR | D2NGEC00 | TS10 | TS10 | bar: 2020 to 2050 :=
6 | DR | D2NGEC00 | TS11 | TS11 | bar: 2020 to 2050 :=
6 | DR | D2NGEC00 | TS12 | TS12 | bar: 2020 to 2050 :=
6 | DR | D2NGEC00 | TS13 | TS13 | bar: 2020 to 2050 :=
6 | DR | D2NGEC00 | TS14 | TS14 | bar: 2020 to 2050 :=
6 | DR | D2NGEC00 | TS15 | TS15 | bar: 2020 to 2050 :=
6 | DR | D2NGEC00 | TS16 | TS16 | bar: 2020 to 2050 :=
6 | DR | D2NGEC00 | TS17 | TS17 | bar: 2020 to 2050 :=
6 | DR | D2NGEC00 | TS18 | TS18 | bar: 2020 to 2050 :=
6 | DR | D2NGEC00 | TS19 | TS19 | bar: 2020 to 2050 :=
6 | DR | D2NGEC00 | TS20 | TS20 | bar: 2020 to 2050 :=
6 | DR | D2NGEC00 | TS21 | TS21 | bar: 2020 to 2050 :=
6 | DR | D2NGEC00 | TS22 | TS22 | bar: 2020 to 2050 :=
6 | DR | D2NGEC00 | TS23 | TS23 | bar: 2020 to 2050 :=
6 | DR | D2NGEC00 | TS24 | TS24 | bar: 2020 to 2050 :=
6 | DR | D2NGEC00 | TS25 | TS25 | bar: 2020 to 2050 :=
6 | DR | D2NGEC00 | TS26 | TS26 | bar: 2020 to 2050 :=
6 | DR | D2NGEC00 | TS27 | TS27 | bar: 2020 to 2050 :=
6 | DR | D2NGEC00 | TS28 | TS28 | bar: 2020 to 2050 :=
6 | DR | D2NGEC00 | TS29 | TS29 | bar: 2020 to 2050 :=
6 | DR | D2NGEC00 | TS30 | TS30 | bar: 2020 to 2050 :=
6 | DR | D2NGEC00 | TS31 | TS31 | bar: 2020 to 2050 :=
6 | DR | D2NGEC00 | TS32 | TS32 | bar: 2020 to 2050 :=
6 | DR | D2NGEC00 | TS33 | TS33 | bar: 2020 to 2050 :=
6 | DR | D2NGEC00 | TS34 | TS34 | bar: 2020 to 2050 :=
6 | DR | D2NGEC00 | TS35 | TS35 | bar: 2020 to 2050 :=
6 | DR | D2NGEC00 | TS36 | TS36 | bar: 2020 to 2050 :=
6 | DR | D2NGEC00 | TS37 | TS37 | bar: 2020 to 2050 :=
6 | DR | D2NGEC00 | TS38 | TS38 | bar: 2020 to 2050 :=
6 | DR | D2NGEC00 | TS39 | TS39 | bar: 2020 to 2050 :=
6 | DR | D2NGEC00 | TS40 | TS40 | bar: 2020 to 2050 :=
7 | DR | D2BMBC00 |  | [DRC,D2BMBC00,*,*] : | 2020 | 2021 | 2022 | 2023 | 2024 | 2025 | 2026 | 2027 | 2028 | 2029 | 2030 | 2031 | 2032 | 2033 | 2034 | 2035 | 2036 | 2037 | 2038 | 2039 | 2040 | 2041 | 2042 | 2043 | 2044 | 2045 | 2046 | 2047 | 2048 | 2049 | 2050 :=
7 | DR | D2BMBC00 | TS01 | TS01 | bar: 2020 to 2050 :=
7 | DR | D2BMBC00 | TS02 | TS02 | bar: 2020 to 2050 :=
7 | DR | D2BMBC00 | TS03 | TS03 | bar: 2020 to 2050 :=
7 | DR | D2BMBC00 | TS04 | TS04 | bar: 2020 to 2050 :=
7 | DR | D2BMBC00 | TS05 | TS05 | bar: 2020 to 2050 :=
7 | DR | D2BMBC00 | TS06 | TS06 | bar: 2020 to 2050 :=
7 | DR | D2BMBC00 | TS07 | TS07 | bar: 2020 to 2050 :=
7 | DR | D2BMBC00 | TS08 | TS08 | bar: 2020 to 2050 :=
7 | DR | D2BMBC00 | TS09 | TS09 | bar: 2020 to 2050 :=
7 | DR | D2BMBC00 | TS10 | TS10 | bar: 2020 to 2050 :=
7 | DR | D2BMBC00 | TS11 | TS11 | bar: 2020 to 2050 :=
7 | DR | D2BMBC00 | TS12 | TS12 | bar: 2020 to 2050 :=
7 | DR | D2BMBC00 | TS13 | TS13 | bar: 2020 to 2050 :=
7 | DR | D2BMBC00 | TS14 | TS14 | bar: 2020 to 2050 :=
7 | DR | D2BMBC00 | TS15 | TS15 | bar: 2020 to 2050 :=
7 | DR | D2BMBC00 | TS16 | TS16 | bar: 2020 to 2050 :=
7 | DR | D2BMBC00 | TS17 | TS17 | bar: 2020 to 2050 :=
7 | DR | D2BMBC00 | TS18 | TS18 | bar: 2020 to 2050 :=
7 | DR | D2BMBC00 | TS19 | TS19 | bar: 2020 to 2050 :=
7 | DR | D2BMBC00 | TS20 | TS20 | bar: 2020 to 2050 :=
7 | DR | D2BMBC00 | TS21 | TS21 | bar: 2020 to 2050 :=
7 | DR | D2BMBC00 | TS22 | TS22 | bar: 2020 to 2050 :=
7 | DR | D2BMBC00 | TS23 | TS23 | bar: 2020 to 2050 :=
7 | DR | D2BMBC00 | TS24 | TS24 | bar: 2020 to 2050 :=
7 | DR | D2BMBC00 | TS25 | TS25 | bar: 2020 to 2050 :=
7 | DR | D2BMBC00 | TS26 | TS26 | bar: 2020 to 2050 :=
7 | DR | D2BMBC00 | TS27 | TS27 | bar: 2020 to 2050 :=
7 | DR | D2BMBC00 | TS28 | TS28 | bar: 2020 to 2050 :=
7 | DR | D2BMBC00 | TS29 | TS29 | bar: 2020 to 2050 :=
7 | DR | D2BMBC00 | TS30 | TS30 | bar: 2020 to 2050 :=
7 | DR | D2BMBC00 | TS31 | TS31 | bar: 2020 to 2050 :=
7 | DR | D2BMBC00 | TS32 | TS32 | bar: 2020 to 2050 :=
7 | DR | D2BMBC00 | TS33 | TS33 | bar: 2020 to 2050 :=
7 | DR | D2BMBC00 | TS34 | TS34 | bar: 2020 to 2050 :=
7 | DR | D2BMBC00 | TS35 | TS35 | bar: 2020 to 2050 :=
7 | DR | D2BMBC00 | TS36 | TS36 | bar: 2020 to 2050 :=
7 | DR | D2BMBC00 | TS37 | TS37 | bar: 2020 to 2050 :=
7 | DR | D2BMBC00 | TS38 | TS38 | bar: 2020 to 2050 :=
7 | DR | D2BMBC00 | TS39 | TS39 | bar: 2020 to 2050 :=
7 | DR | D2BMBC00 | TS40 | TS40 | bar: 2020 to 2050 :=
8 | DR | D2BWWC00 |  | [DRC,D2BWWC00,*,*] : | 2020 | 2021 | 2022 | 2023 | 2024 | 2025 | 2026 | 2027 | 2028 | 2029 | 2030 | 2031 | 2032 | 2033 | 2034 | 2035 | 2036 | 2037 | 2038 | 2039 | 2040 | 2041 | 2042 | 2043 | 2044 | 2045 | 2046 | 2047 | 2048 | 2049 | 2050 :=
8 | DR | D2BWWC00 | TS01 | TS01 | bar: 2020 to 2050 :=
8 | DR | D2BWWC00 | TS02 | TS02 | bar: 2020 to 2050 :=
8 | DR | D2BWWC00 | TS03 | TS03 | bar: 2020 to 2050 :=
8 | DR | D2BWWC00 | TS04 | TS04 | bar: 2020 to 2050 :=
8 | DR | D2BWWC00 | TS05 | TS05 | bar: 2020 to 2050 :=
8 | DR | D2BWWC00 | TS06 | TS06 | bar: 2020 to 2050 :=
8 | DR | D2BWWC00 | TS07 | TS07 | bar: 2020 to 2050 :=
8 | DR | D2BWWC00 | TS08 | TS08 | bar: 2020 to 2050 :=
8 | DR | D2BWWC00 | TS09 | TS09 | bar: 2020 to 2050 :=
8 | DR | D2BWWC00 | TS10 | TS10 | bar: 2020 to 2050 :=
8 | DR | D2BWWC00 | TS11 | TS11 | bar: 2020 to 2050 :=
8 | DR | D2BWWC00 | TS12 | TS12 | bar: 2020 to 2050 :=
8 | DR | D2BWWC00 | TS13 | TS13 | bar: 2020 to 2050 :=
8 | DR | D2BWWC00 | TS14 | TS14 | bar: 2020 to 2050 :=
8 | DR | D2BWWC00 | TS15 | TS15 | bar: 2020 to 2050 :=
8 | DR | D2BWWC00 | TS16 | TS16 | bar: 2020 to 2050 :=
8 | DR | D2BWWC00 | TS17 | TS17 | bar: 2020 to 2050 :=
8 | DR | D2BWWC00 | TS18 | TS18 | bar: 2020 to 2050 :=
8 | DR | D2BWWC00 | TS19 | TS19 | bar: 2020 to 2050 :=
8 | DR | D2BWWC00 | TS20 | TS20 | bar: 2020 to 2050 :=
8 | DR | D2BWWC00 | TS21 | TS21 | bar: 2020 to 2050 :=
8 | DR | D2BWWC00 | TS22 | TS22 | bar: 2020 to 2050 :=
8 | DR | D2BWWC00 | TS23 | TS23 | bar: 2020 to 2050 :=
8 | DR | D2BWWC00 | TS24 | TS24 | bar: 2020 to 2050 :=
8 | DR | D2BWWC00 | TS25 | TS25 | bar: 2020 to 2050 :=
8 | DR | D2BWWC00 | TS26 | TS26 | bar: 2020 to 2050 :=
8 | DR | D2BWWC00 | TS27 | TS27 | bar: 2020 to 2050 :=
8 | DR | D2BWWC00 | TS28 | TS28 | bar: 2020 to 2050 :=
8 | DR | D2BWWC00 | TS29 | TS29 | bar: 2020 to 2050 :=
8 | DR | D2BWWC00 | TS30 | TS30 | bar: 2020 to 2050 :=
8 | DR | D2BWWC00 | TS31 | TS31 | bar: 2020 to 2050 :=
8 | DR | D2BWWC00 | TS32 | TS32 | bar: 2020 to 2050 :=
8 | DR | D2BWWC00 | TS33 | TS33 | bar: 2020 to 2050 :=
8 | DR | D2BWWC00 | TS34 | TS34 | bar: 2020 to 2050 :=
8 | DR | D2BWWC00 | TS35 | TS35 | bar: 2020 to 2050 :=
8 | DR | D2BWWC00 | TS36 | TS36 | bar: 2020 to 2050 :=
8 | DR | D2BWWC00 | TS37 | TS37 | bar: 2020 to 2050 :=
8 | DR | D2BWWC00 | TS38 | TS38 | bar: 2020 to 2050 :=
8 | DR | D2BWWC00 | TS39 | TS39 | bar: 2020 to 2050 :=
8 | DR | D2BWWC00 | TS40 | TS40 | bar: 2020 to 2050 :=
9 | DR | D2HYKC01 |  | [DRC,D2HYKC01,*,*] : | 2020 | 2021 | 2022 | 2023 | 2024 | 2025 | 2026 | 2027 | 2028 | 2029 | 2030 | 2031 | 2032 | 2033 | 2034 | 2035 | 2036 | 2037 | 2038 | 2039 | 2040 | 2041 | 2042 | 2043 | 2044 | 2045 | 2046 | 2047 | 2048 | 2049 | 2050 :=
9 | DR | D2HYKC01 | TS01 | TS01 | bar: 2020 to 2050 :=
9 | DR | D2HYKC01 | TS02 | TS02 | bar: 2020 to 2050 :=
9 | DR | D2HYKC01 | TS03 | TS03 | bar: 2020 to 2050 :=
9 | DR | D2HYKC01 | TS04 | TS04 | bar: 2020 to 2050 :=
9 | DR | D2HYKC01 | TS05 | TS05 | bar: 2020 to 2050 :=
9 | DR | D2HYKC01 | TS06 | TS06 | bar: 2020 to 2050 :=
9 | DR | D2HYKC01 | TS07 | TS07 | bar: 2020 to 2050 :=
9 | DR | D2HYKC01 | TS08 | TS08 | bar: 2020 to 2050 :=
9 | DR | D2HYKC01 | TS09 | TS09 | bar: 2020 to 2050 :=
9 | DR | D2HYKC01 | TS10 | TS10 | bar: 2020 to 2050 :=
9 | DR | D2HYKC01 | TS11 | TS11 | bar: 2020 to 2050 :=
9 | DR | D2HYKC01 | TS12 | TS12 | bar: 2020 to 2050 :=
9 | DR | D2HYKC01 | TS13 | TS13 | bar: 2020 to 2050 :=
9 | DR | D2HYKC01 | TS14 | TS14 | bar: 2020 to 2050 :=
9 | DR | D2HYKC01 | TS15 | TS15 | bar: 2020 to 2050 :=
9 | DR | D2HYKC01 | TS16 | TS16 | bar: 2020 to 2050 :=
9 | DR | D2HYKC01 | TS17 | TS17 | bar: 2020 to 2050 :=
9 | DR | D2HYKC01 | TS18 | TS18 | bar: 2020 to 2050 :=
9 | DR | D2HYKC01 | TS19 | TS19 | bar: 2020 to 2050 :=
9 | DR | D2HYKC01 | TS20 | TS20 | bar: 2020 to 2050 :=
9 | DR | D2HYKC01 | TS21 | TS21 | bar: 2020 to 2050 :=
9 | DR | D2HYKC01 | TS22 | TS22 | bar: 2020 to 2050 :=
9 | DR | D2HYKC01 | TS23 | TS23 | bar: 2020 to 2050 :=
9 | DR | D2HYKC01 | TS24 | TS24 | bar: 2020 to 2050 :=
9 | DR | D2HYKC01 | TS25 | TS25 | bar: 2020 to 2050 :=
9 | DR | D2HYKC01 | TS26 | TS26 | bar: 2020 to 2050 :=
9 | DR | D2HYKC01 | TS27 | TS27 | bar: 2020 to 2050 :=
9 | DR | D2HYKC01 | TS28 | TS28 | bar: 2020 to 2050 :=
9 | DR | D2HYKC01 | TS29 | TS29 | bar: 2020 to 2050 :=
9 | DR | D2HYKC01 | TS30 | TS30 | bar: 2020 to 2050 :=
9 | DR | D2HYKC01 | TS31 | TS31 | bar: 2020 to 2050 :=
9 | DR | D2HYKC01 | TS32 | TS32 | bar: 2020 to 2050 :=
9 | DR | D2HYKC01 | TS33 | TS33 | bar: 2020 to 2050 :=
9 | DR | D2HYKC01 | TS34 | TS34 | bar: 2020 to 2050 :=
9 | DR | D2HYKC01 | TS35 | TS35 | bar: 2020 to 2050 :=
9 | DR | D2HYKC01 | TS36 | TS36 | bar: 2020 to 2050 :=
9 | DR | D2HYKC01 | TS37 | TS37 | bar: 2020 to 2050 :=
9 | DR | D2HYKC01 | TS38 | TS38 | bar: 2020 to 2050 :=
9 | DR | D2HYKC01 | TS39 | TS39 | bar: 2020 to 2050 :=
9 | DR | D2HYKC01 | TS40 | TS40 | bar: 2020 to 2050 :=
10 | DR | D2HYMC01 |  | [DRC,D2HYMC01,*,*] : | 2020 | 2021 | 2022 | 2023 | 2024 | 2025 | 2026 | 2027 | 2028 | 2029 | 2030 | 2031 | 2032 | 2033 | 2034 | 2035 | 2036 | 2037 | 2038 | 2039 | 2040 | 2041 | 2042 | 2043 | 2044 | 2045 | 2046 | 2047 | 2048 | 2049 | 2050 :=
10 | DR | D2HYMC01 | TS01 | TS01 | bar: 2020 to 2050 :=
10 | DR | D2HYMC01 | TS02 | TS02 | bar: 2020 to 2050 :=
10 | DR | D2HYMC01 | TS03 | TS03 | bar: 2020 to 2050 :=
10 | DR | D2HYMC01 | TS04 | TS04 | bar: 2020 to 2050 :=
10 | DR | D2HYMC01 | TS05 | TS05 | bar: 2020 to 2050 :=
10 | DR | D2HYMC01 | TS06 | TS06 | bar: 2020 to 2050 :=
10 | DR | D2HYMC01 | TS07 | TS07 | bar: 2020 to 2050 :=
10 | DR | D2HYMC01 | TS08 | TS08 | bar: 2020 to 2050 :=
10 | DR | D2HYMC01 | TS09 | TS09 | bar: 2020 to 2050 :=
10 | DR | D2HYMC01 | TS10 | TS10 | bar: 2020 to 2050 :=
10 | DR | D2HYMC01 | TS11 | TS11 | bar: 2020 to 2050 :=
10 | DR | D2HYMC01 | TS12 | TS12 | bar: 2020 to 2050 :=
10 | DR | D2HYMC01 | TS13 | TS13 | bar: 2020 to 2050 :=
10 | DR | D2HYMC01 | TS14 | TS14 | bar: 2020 to 2050 :=
10 | DR | D2HYMC01 | TS15 | TS15 | bar: 2020 to 2050 :=
10 | DR | D2HYMC01 | TS16 | TS16 | bar: 2020 to 2050 :=
10 | DR | D2HYMC01 | TS17 | TS17 | bar: 2020 to 2050 :=
10 | DR | D2HYMC01 | TS18 | TS18 | bar: 2020 to 2050 :=
10 | DR | D2HYMC01 | TS19 | TS19 | bar: 2020 to 2050 :=
10 | DR | D2HYMC01 | TS20 | TS20 | bar: 2020 to 2050 :=
10 | DR | D2HYMC01 | TS21 | TS21 | bar: 2020 to 2050 :=
10 | DR | D2HYMC01 | TS22 | TS22 | bar: 2020 to 2050 :=
10 | DR | D2HYMC01 | TS23 | TS23 | bar: 2020 to 2050 :=
10 | DR | D2HYMC01 | TS24 | TS24 | bar: 2020 to 2050 :=
10 | DR | D2HYMC01 | TS25 | TS25 | bar: 2020 to 2050 :=
10 | DR | D2HYMC01 | TS26 | TS26 | bar: 2020 to 2050 :=
10 | DR | D2HYMC01 | TS27 | TS27 | bar: 2020 to 2050 :=
10 | DR | D2HYMC01 | TS28 | TS28 | bar: 2020 to 2050 :=
10 | DR | D2HYMC01 | TS29 | TS29 | bar: 2020 to 2050 :=
10 | DR | D2HYMC01 | TS30 | TS30 | bar: 2020 to 2050 :=
10 | DR | D2HYMC01 | TS31 | TS31 | bar: 2020 to 2050 :=
10 | DR | D2HYMC01 | TS32 | TS32 | bar: 2020 to 2050 :=
10 | DR | D2HYMC01 | TS33 | TS33 | bar: 2020 to 2050 :=
10 | DR | D2HYMC01 | TS34 | TS34 | bar: 2020 to 2050 :=
10 | DR | D2HYMC01 | TS35 | TS35 | bar: 2020 to 2050 :=
10 | DR | D2HYMC01 | TS36 | TS36 | bar: 2020 to 2050 :=
10 | DR | D2HYMC01 | TS37 | TS37 | bar: 2020 to 2050 :=
10 | DR | D2HYMC01 | TS38 | TS38 | bar: 2020 to 2050 :=
10 | DR | D2HYMC01 | TS39 | TS39 | bar: 2020 to 2050 :=
10 | DR | D2HYMC01 | TS40 | TS40 | bar: 2020 to 2050 :=
11 | DR | D2HYKC02 |  | [DRC,D2HYKC02,*,*] : | 2020 | 2021 | 2022 | 2023 | 2024 | 2025 | 2026 | 2027 | 2028 | 2029 | 2030 | 2031 | 2032 | 2033 | 2034 | 2035 | 2036 | 2037 | 2038 | 2039 | 2040 | 2041 | 2042 | 2043 | 2044 | 2045 | 2046 | 2047 | 2048 | 2049 | 2050 :=
11 | DR | D2HYKC02 | TS01 | TS01 | bar: 2020 to 2050 :=
11 | DR | D2HYKC02 | TS02 | TS02 | bar: 2020 to 2050 :=
11 | DR | D2HYKC02 | TS03 | TS03 | bar: 2020 to 2050 :=
11 | DR | D2HYKC02 | TS04 | TS04 | bar: 2020 to 2050 :=
11 | DR | D2HYKC02 | TS05 | TS05 | bar: 2020 to 2050 :=
11 | DR | D2HYKC02 | TS06 | TS06 | bar: 2020 to 2050 :=
11 | DR | D2HYKC02 | TS07 | TS07 | bar: 2020 to 2050 :=
11 | DR | D2HYKC02 | TS08 | TS08 | bar: 2020 to 2050 :=
11 | DR | D2HYKC02 | TS09 | TS09 | bar: 2020 to 2050 :=
11 | DR | D2HYKC02 | TS10 | TS10 | bar: 2020 to 2050 :=
11 | DR | D2HYKC02 | TS11 | TS11 | bar: 2020 to 2050 :=
11 | DR | D2HYKC02 | TS12 | TS12 | bar: 2020 to 2050 :=
11 | DR | D2HYKC02 | TS13 | TS13 | bar: 2020 to 2050 :=
11 | DR | D2HYKC02 | TS14 | TS14 | bar: 2020 to 2050 :=
11 | DR | D2HYKC02 | TS15 | TS15 | bar: 2020 to 2050 :=
11 | DR | D2HYKC02 | TS16 | TS16 | bar: 2020 to 2050 :=
11 | DR | D2HYKC02 | TS17 | TS17 | bar: 2020 to 2050 :=
11 | DR | D2HYKC02 | TS18 | TS18 | bar: 2020 to 2050 :=
11 | DR | D2HYKC02 | TS19 | TS19 | bar: 2020 to 2050 :=
11 | DR | D2HYKC02 | TS20 | TS20 | bar: 2020 to 2050 :=
11 | DR | D2HYKC02 | TS21 | TS21 | bar: 2020 to 2050 :=
11 | DR | D2HYKC02 | TS22 | TS22 | bar: 2020 to 2050 :=
11 | DR | D2HYKC02 | TS23 | TS23 | bar: 2020 to 2050 :=
11 | DR | D2HYKC02 | TS24 | TS24 | bar: 2020 to 2050 :=
11 | DR | D2HYKC02 | TS25 | TS25 | bar: 2020 to 2050 :=
11 | DR | D2HYKC02 | TS26 | TS26 | bar: 2020 to 2050 :=
11 | DR | D2HYKC02 | TS27 | TS27 | bar: 2020 to 2050 :=
11 | DR | D2HYKC02 | TS28 | TS28 | bar: 2020 to 2050 :=
11 | DR | D2HYKC02 | TS29 | TS29 | bar: 2020 to 2050 :=
11 | DR | D2HYKC02 | TS30 | TS30 | bar: 2020 to 2050 :=
11 | DR | D2HYKC02 | TS31 | TS31 | bar: 2020 to 2050 :=
11 | DR | D2HYKC02 | TS32 | TS32 | bar: 2020 to 2050 :=
11 | DR | D2HYKC02 | TS33 | TS33 | bar: 2020 to 2050 :=
11 | DR | D2HYKC02 | TS34 | TS34 | bar: 2020 to 2050 :=
11 | DR | D2HYKC02 | TS35 | TS35 | bar: 2020 to 2050 :=
11 | DR | D2HYKC02 | TS36 | TS36 | bar: 2020 to 2050 :=
11 | DR | D2HYKC02 | TS37 | TS37 | bar: 2020 to 2050 :=
11 | DR | D2HYKC02 | TS38 | TS38 | bar: 2020 to 2050 :=
11 | DR | D2HYKC02 | TS39 | TS39 | bar: 2020 to 2050 :=
11 | DR | D2HYKC02 | TS40 | TS40 | bar: 2020 to 2050 :=
12 | DR | D2HYKC03 |  | [DRC,D2HYKC03,*,*] : | 2020 | 2021 | 2022 | 2023 | 2024 | 2025 | 2026 | 2027 | 2028 | 2029 | 2030 | 2031 | 2032 | 2033 | 2034 | 2035 | 2036 | 2037 | 2038 | 2039 | 2040 | 2041 | 2042 | 2043 | 2044 | 2045 | 2046 | 2047 | 2048 | 2049 | 2050 :=
12 | DR | D2HYKC03 | TS01 | TS01 | bar: 2020 to 2050 :=
12 | DR | D2HYKC03 | TS02 | TS02 | bar: 2020 to 2050 :=
12 | DR | D2HYKC03 | TS03 | TS03 | bar: 2020 to 2050 :=
12 | DR | D2HYKC03 | TS04 | TS04 | bar: 2020 to 2050 :=
12 | DR | D2HYKC03 | TS05 | TS05 | bar: 2020 to 2050 :=
12 | DR | D2HYKC03 | TS06 | TS06 | bar: 2020 to 2050 :=
12 | DR | D2HYKC03 | TS07 | TS07 | bar: 2020 to 2050 :=
12 | DR | D2HYKC03 | TS08 | TS08 | bar: 2020 to 2050 :=
12 | DR | D2HYKC03 | TS09 | TS09 | bar: 2020 to 2050 :=
12 | DR | D2HYKC03 | TS10 | TS10 | bar: 2020 to 2050 :=
12 | DR | D2HYKC03 | TS11 | TS11 | bar: 2020 to 2050 :=
12 | DR | D2HYKC03 | TS12 | TS12 | bar: 2020 to 2050 :=
12 | DR | D2HYKC03 | TS13 | TS13 | bar: 2020 to 2050 :=
12 | DR | D2HYKC03 | TS14 | TS14 | bar: 2020 to 2050 :=
12 | DR | D2HYKC03 | TS15 | TS15 | bar: 2020 to 2050 :=
12 | DR | D2HYKC03 | TS16 | TS16 | bar: 2020 to 2050 :=
12 | DR | D2HYKC03 | TS17 | TS17 | bar: 2020 to 2050 :=
12 | DR | D2HYKC03 | TS18 | TS18 | bar: 2020 to 2050 :=
12 | DR | D2HYKC03 | TS19 | TS19 | bar: 2020 to 2050 :=
12 | DR | D2HYKC03 | TS20 | TS20 | bar: 2020 to 2050 :=
12 | DR | D2HYKC03 | TS21 | TS21 | bar: 2020 to 2050 :=
12 | DR | D2HYKC03 | TS22 | TS22 | bar: 2020 to 2050 :=
12 | DR | D2HYKC03 | TS23 | TS23 | bar: 2020 to 2050 :=
12 | DR | D2HYKC03 | TS24 | TS24 | bar: 2020 to 2050 :=
12 | DR | D2HYKC03 | TS25 | TS25 | bar: 2020 to 2050 :=
12 | DR | D2HYKC03 | TS26 | TS26 | bar: 2020 to 2050 :=
12 | DR | D2HYKC03 | TS27 | TS27 | bar: 2020 to 2050 :=
12 | DR | D2HYKC03 | TS28 | TS28 | bar: 2020 to 2050 :=
12 | DR | D2HYKC03 | TS29 | TS29 | bar: 2020 to 2050 :=
12 | DR | D2HYKC03 | TS30 | TS30 | bar: 2020 to 2050 :=
12 | DR | D2HYKC03 | TS31 | TS31 | bar: 2020 to 2050 :=
12 | DR | D2HYKC03 | TS32 | TS32 | bar: 2020 to 2050 :=
12 | DR | D2HYKC03 | TS33 | TS33 | bar: 2020 to 2050 :=
12 | DR | D2HYKC03 | TS34 | TS34 | bar: 2020 to 2050 :=
12 | DR | D2HYKC03 | TS35 | TS35 | bar: 2020 to 2050 :=
12 | DR | D2HYKC03 | TS36 | TS36 | bar: 2020 to 2050 :=
12 | DR | D2HYKC03 | TS37 | TS37 | bar: 2020 to 2050 :=
12 | DR | D2HYKC03 | TS38 | TS38 | bar: 2020 to 2050 :=
12 | DR | D2HYKC03 | TS39 | TS39 | bar: 2020 to 2050 :=
12 | DR | D2HYKC03 | TS40 | TS40 | bar: 2020 to 2050 :=
13 | DR | D2HYBC01 |  | [DRC,D2HYBC01,*,*] : | 2020 | 2021 | 2022 | 2023 | 2024 | 2025 | 2026 | 2027 | 2028 | 2029 | 2030 | 2031 | 2032 | 2033 | 2034 | 2035 | 2036 | 2037 | 2038 | 2039 | 2040 | 2041 | 2042 | 2043 | 2044 | 2045 | 2046 | 2047 | 2048 | 2049 | 2050 :=
13 | DR | D2HYBC01 | TS01 | TS01 | bar: 2020 to 2050 :=
13 | DR | D2HYBC01 | TS02 | TS02 | bar: 2020 to 2050 :=
13 | DR | D2HYBC01 | TS03 | TS03 | bar: 2020 to 2050 :=
13 | DR | D2HYBC01 | TS04 | TS04 | bar: 2020 to 2050 :=
13 | DR | D2HYBC01 | TS05 | TS05 | bar: 2020 to 2050 :=
13 | DR | D2HYBC01 | TS06 | TS06 | bar: 2020 to 2050 :=
13 | DR | D2HYBC01 | TS07 | TS07 | bar: 2020 to 2050 :=
13 | DR | D2HYBC01 | TS08 | TS08 | bar: 2020 to 2050 :=
13 | DR | D2HYBC01 | TS09 | TS09 | bar: 2020 to 2050 :=
13 | DR | D2HYBC01 | TS10 | TS10 | bar: 2020 to 2050 :=
13 | DR | D2HYBC01 | TS11 | TS11 | bar: 2020 to 2050 :=
13 | DR | D2HYBC01 | TS12 | TS12 | bar: 2020 to 2050 :=
13 | DR | D2HYBC01 | TS13 | TS13 | bar: 2020 to 2050 :=
13 | DR | D2HYBC01 | TS14 | TS14 | bar: 2020 to 2050 :=
13 | DR | D2HYBC01 | TS15 | TS15 | bar: 2020 to 2050 :=
13 | DR | D2HYBC01 | TS16 | TS16 | bar: 2020 to 2050 :=
13 | DR | D2HYBC01 | TS17 | TS17 | bar: 2020 to 2050 :=
13 | DR | D2HYBC01 | TS18 | TS18 | bar: 2020 to 2050 :=
13 | DR | D2HYBC01 | TS19 | TS19 | bar: 2020 to 2050 :=
13 | DR | D2HYBC01 | TS20 | TS20 | bar: 2020 to 2050 :=
13 | DR | D2HYBC01 | TS21 | TS21 | bar: 2020 to 2050 :=
13 | DR | D2HYBC01 | TS22 | TS22 | bar: 2020 to 2050 :=
13 | DR | D2HYBC01 | TS23 | TS23 | bar: 2020 to 2050 :=
13 | DR | D2HYBC01 | TS24 | TS24 | bar: 2020 to 2050 :=
13 | DR | D2HYBC01 | TS25 | TS25 | bar: 2020 to 2050 :=
13 | DR | D2HYBC01 | TS26 | TS26 | bar: 2020 to 2050 :=
13 | DR | D2HYBC01 | TS27 | TS27 | bar: 2020 to 2050 :=
13 | DR | D2HYBC01 | TS28 | TS28 | bar: 2020 to 2050 :=
13 | DR | D2HYBC01 | TS29 | TS29 | bar: 2020 to 2050 :=
13 | DR | D2HYBC01 | TS30 | TS30 | bar: 2020 to 2050 :=
13 | DR | D2HYBC01 | TS31 | TS31 | bar: 2020 to 2050 :=
13 | DR | D2HYBC01 | TS32 | TS32 | bar: 2020 to 2050 :=
13 | DR | D2HYBC01 | TS33 | TS33 | bar: 2020 to 2050 :=
13 | DR | D2HYBC01 | TS34 | TS34 | bar: 2020 to 2050 :=
13 | DR | D2HYBC01 | TS35 | TS35 | bar: 2020 to 2050 :=
13 | DR | D2HYBC01 | TS36 | TS36 | bar: 2020 to 2050 :=
13 | DR | D2HYBC01 | TS37 | TS37 | bar: 2020 to 2050 :=
13 | DR | D2HYBC01 | TS38 | TS38 | bar: 2020 to 2050 :=
13 | DR | D2HYBC01 | TS39 | TS39 | bar: 2020 to 2050 :=
13 | DR | D2HYBC01 | TS40 | TS40 | bar: 2020 to 2050 :=
14 | DR | D2SOPC3750 |  | [DRC,D2SOPC3750,*,*] : | 2020 | 2021 | 2022 | 2023 | 2024 | 2025 | 2026 | 2027 | 2028 | 2029 | 2030 | 2031 | 2032 | 2033 | 2034 | 2035 | 2036 | 2037 | 2038 | 2039 | 2040 | 2041 | 2042 | 2043 | 2044 | 2045 | 2046 | 2047 | 2048 | 2049 | 2050 :=
14 | DR | D2SOPC3750 | TS01 | TS01 | 0.00047 | 0.00047 | 0.00047 | 0.00047 | 0.00047 | 0.00047 | 0.00047 | 0.00047 | 0.00047 | 0.00047 | 0.00047 | 0.00047 | 0.00047 | 0.00047 | 0.00047 | 0.00047 | 0.00047 | 0.00047 | 0.00047 | 0.00047 | 0.00047 | 0.00047 | 0.00047 | 0.00047 | 0.00047 | 0.00047 | 0.00047 | 0.00047 | 0.00047 | 0.00047 | 0.00047
14 | DR | D2SOPC3750 | TS02 | TS02 | 0.12821 | 0.12821 | 0.12821 | 0.12821 | 0.12821 | 0.12821 | 0.12821 | 0.12821 | 0.12821 | 0.12821 | 0.12821 | 0.12821 | 0.12821 | 0.12821 | 0.12821 | 0.12821 | 0.12821 | 0.12821 | 0.12821 | 0.12821 | 0.12821 | 0.12821 | 0.12821 | 0.12821 | 0.12821 | 0.12821 | 0.12821 | 0.12821 | 0.12821 | 0.12821 | 0.12821
14 | DR | D2SOPC3750 | TS03 | TS03 | 0.41993 | 0.41993 | 0.41993 | 0.41993 | 0.41993 | 0.41993 | 0.41993 | 0.41993 | 0.41993 | 0.41993 | 0.41993 | 0.41993 | 0.41993 | 0.41993 | 0.41993 | 0.41993 | 0.41993 | 0.41993 | 0.41993 | 0.41993 | 0.41993 | 0.41993 | 0.41993 | 0.41993 | 0.41993 | 0.41993 | 0.41993 | 0.41993 | 0.41993 | 0.41993 | 0.41993
14 | DR | D2SOPC3750 | TS04 | TS04 | 0.60719 | 0.60719 | 0.60719 | 0.60719 | 0.60719 | 0.60719 | 0.60719 | 0.60719 | 0.60719 | 0.60719 | 0.60719 | 0.60719 | 0.60719 | 0.60719 | 0.60719 | 0.60719 | 0.60719 | 0.60719 | 0.60719 | 0.60719 | 0.60719 | 0.60719 | 0.60719 | 0.60719 | 0.60719 | 0.60719 | 0.60719 | 0.60719 | 0.60719 | 0.60719 | 0.60719
14 | DR | D2SOPC3750 | TS05 | TS05 | 0.62534 | 0.62534 | 0.62534 | 0.62534 | 0.62534 | 0.62534 | 0.62534 | 0.62534 | 0.62534 | 0.62534 | 0.62534 | 0.62534 | 0.62534 | 0.62534 | 0.62534 | 0.62534 | 0.62534 | 0.62534 | 0.62534 | 0.62534 | 0.62534 | 0.62534 | 0.62534 | 0.62534 | 0.62534 | 0.62534 | 0.62534 | 0.62534 | 0.62534 | 0.62534 | 0.62534
14 | DR | D2SOPC3750 | TS06 | TS06 | 0.49161 | 0.49161 | 0.49161 | 0.49161 | 0.49161 | 0.49161 | 0.49161 | 0.49161 | 0.49161 | 0.49161 | 0.49161 | 0.49161 | 0.49161 | 0.49161 | 0.49161 | 0.49161 | 0.49161 | 0.49161 | 0.49161 | 0.49161 | 0.49161 | 0.49161 | 0.49161 | 0.49161 | 0.49161 | 0.49161 | 0.49161 | 0.49161 | 0.49161 | 0.49161 | 0.49161
14 | DR | D2SOPC3750 | TS07 | TS07 | 0.20944 | 0.20944 | 0.20944 | 0.20944 | 0.20944 | 0.20944 | 0.20944 | 0.20944 | 0.20944 | 0.20944 | 0.20944 | 0.20944 | 0.20944 | 0.20944 | 0.20944 | 0.20944 | 0.20944 | 0.20944 | 0.20944 | 0.20944 | 0.20944 | 0.20944 | 0.20944 | 0.20944 | 0.20944 | 0.20944 | 0.20944 | 0.20944 | 0.20944 | 0.20944 | 0.20944
14 | DR | D2SOPC3750 | TS08 | TS08 | 0.01105 | 0.01105 | 0.01105 | 0.01105 | 0.01105 | 0.01105 | 0.01105 | 0.01105 | 0.01105 | 0.01105 | 0.01105 | 0.01105 | 0.01105 | 0.01105 | 0.01105 | 0.01105 | 0.01105 | 0.01105 | 0.01105 | 0.01105 | 0.01105 | 0.01105 | 0.01105 | 0.01105 | 0.01105 | 0.01105 | 0.01105 | 0.01105 | 0.01105 | 0.01105 | 0.01105
14 | DR | D2SOPC3750 | TS09 | TS09 | 0 | 0 | 0 | 0 | 0 | 0 | 0 | 0 | 0 | 0 | 0 | 0 | 0 | 0 | 0 | 0 | 0 | 0 | 0 | 0 | 0 | 0 | 0 | 0 | 0 | 0 | 0 | 0 | 0 | 0 | 0
14 | DR | D2SOPC3750 | TS10 | TS10 | 0 | 0 | 0 | 0 | 0 | 0 | 0 | 0 | 0 | 0 | 0 | 0 | 0 | 0 | 0 | 0 | 0 | 0 | 0 | 0 | 0 | 0 | 0 | 0 | 0 | 0 | 0 | 0 | 0 | 0 | 0
14 | DR | D2SOPC3750 | TS11 | TS11 | 0 | 0 | 0 | 0 | 0 | 0 | 0 | 0 | 0 | 0 | 0 | 0 | 0 | 0 | 0 | 0 | 0 | 0 | 0 | 0 | 0 | 0 | 0 | 0 | 0 | 0 | 0 | 0 | 0 | 0 | 0
14 | DR | D2SOPC3750 | TS12 | TS12 | 0.11385 | 0.11385 | 0.11385 | 0.11385 | 0.11385 | 0.11385 | 0.11385 | 0.11385 | 0.11385 | 0.11385 | 0.11385 | 0.11385 | 0.11385 | 0.11385 | 0.11385 | 0.11385 | 0.11385 | 0.11385 | 0.11385 | 0.11385 | 0.11385 | 0.11385 | 0.11385 | 0.11385 | 0.11385 | 0.11385 | 0.11385 | 0.11385 | 0.11385 | 0.11385 | 0.11385
14 | DR | D2SOPC3750 | TS13 | TS13 | 0.45696 | 0.45696 | 0.45696 | 0.45696 | 0.45696 | 0.45696 | 0.45696 | 0.45696 | 0.45696 | 0.45696 | 0.45696 | 0.45696 | 0.45696 | 0.45696 | 0.45696 | 0.45696 | 0.45696 | 0.45696 | 0.45696 | 0.45696 | 0.45696 | 0.45696 | 0.45696 | 0.45696 | 0.45696 | 0.45696 | 0.45696 | 0.45696 | 0.45696 | 0.45696 | 0.45696
14 | DR | D2SOPC3750 | TS14 | TS14 | 0.65332 | 0.65332 | 0.65332 | 0.65332 | 0.65332 | 0.65332 | 0.65332 | 0.65332 | 0.65332 | 0.65332 | 0.65332 | 0.65332 | 0.65332 | 0.65332 | 0.65332 | 0.65332 | 0.65332 | 0.65332 | 0.65332 | 0.65332 | 0.65332 | 0.65332 | 0.65332 | 0.65332 | 0.65332 | 0.65332 | 0.65332 | 0.65332 | 0.65332 | 0.65332 | 0.65332
14 | DR | D2SOPC3750 | TS15 | TS15 | 0.63113 | 0.63113 | 0.63113 | 0.63113 | 0.63113 | 0.63113 | 0.63113 | 0.63113 | 0.63113 | 0.63113 | 0.63113 | 0.63113 | 0.63113 | 0.63113 | 0.63113 | 0.63113 | 0.63113 | 0.63113 | 0.63113 | 0.63113 | 0.63113 | 0.63113 | 0.63113 | 0.63113 | 0.63113 | 0.63113 | 0.63113 | 0.63113 | 0.63113 | 0.63113 | 0.63113
14 | DR | D2SOPC3750 | TS16 | TS16 | 0.42748 | 0.42748 | 0.42748 | 0.42748 | 0.42748 | 0.42748 | 0.42748 | 0.42748 | 0.42748 | 0.42748 | 0.42748 | 0.42748 | 0.42748 | 0.42748 | 0.42748 | 0.42748 | 0.42748 | 0.42748 | 0.42748 | 0.42748 | 0.42748 | 0.42748 | 0.42748 | 0.42748 | 0.42748 | 0.42748 | 0.42748 | 0.42748 | 0.42748 | 0.42748 | 0.42748
14 | DR | D2SOPC3750 | TS17 | TS17 | 0.12566 | 0.12566 | 0.12566 | 0.12566 | 0.12566 | 0.12566 | 0.12566 | 0.12566 | 0.12566 | 0.12566 | 0.12566 | 0.12566 | 0.12566 | 0.12566 | 0.12566 | 0.12566 | 0.12566 | 0.12566 | 0.12566 | 0.12566 | 0.12566 | 0.12566 | 0.12566 | 0.12566 | 0.12566 | 0.12566 | 0.12566 | 0.12566 | 0.12566 | 0.12566 | 0.12566
14 | DR | D2SOPC3750 | TS18 | TS18 | 0.00057 | 0.00057 | 0.00057 | 0.00057 | 0.00057 | 0.00057 | 0.00057 | 0.00057 | 0.00057 | 0.00057 | 0.00057 | 0.00057 | 0.00057 | 0.00057 | 0.00057 | 0.00057 | 0.00057 | 0.00057 | 0.00057 | 0.00057 | 0.00057 | 0.00057 | 0.00057 | 0.00057 | 0.00057 | 0.00057 | 0.00057 | 0.00057 | 0.00057 | 0.00057 | 0.00057
14 | DR | D2SOPC3750 | TS19 | TS19 | 0 | 0 | 0 | 0 | 0 | 0 | 0 | 0 | 0 | 0 | 0 | 0 | 0 | 0 | 0 | 0 | 0 | 0 | 0 | 0 | 0 | 0 | 0 | 0 | 0 | 0 | 0 | 0 | 0 | 0 | 0
14 | DR | D2SOPC3750 | TS20 | TS20 | 0 | 0 | 0 | 0 | 0 | 0 | 0 | 0 | 0 | 0 | 0 | 0 | 0 | 0 | 0 | 0 | 0 | 0 | 0 | 0 | 0 | 0 | 0 | 0 | 0 | 0 | 0 | 0 | 0 | 0 | 0
14 | DR | D2SOPC3750 | TS21 | TS21 | 0.00022 | 0.00022 | 0.00022 | 0.00022 | 0.00022 | 0.00022 | 0.00022 | 0.00022 | 0.00022 | 0.00022 | 0.00022 | 0.00022 | 0.00022 | 0.00022 | 0.00022 | 0.00022 | 0.00022 | 0.00022 | 0.00022 | 0.00022 | 0.00022 | 0.00022 | 0.00022 | 0.00022 | 0.00022 | 0.00022 | 0.00022 | 0.00022 | 0.00022 | 0.00022 | 0.00022
14 | DR | D2SOPC3750 | TS22 | TS22 | 0.13927 | 0.13927 | 0.13927 | 0.13927 | 0.13927 | 0.13927 | 0.13927 | 0.13927 | 0.13927 | 0.13927 | 0.13927 | 0.13927 | 0.13927 | 0.13927 | 0.13927 | 0.13927 | 0.13927 | 0.13927 | 0.13927 | 0.13927 | 0.13927 | 0.13927 | 0.13927 | 0.13927 | 0.13927 | 0.13927 | 0.13927 | 0.13927 | 0.13927 | 0.13927 | 0.13927
14 | DR | D2SOPC3750 | TS23 | TS23 | 0.52184 | 0.52184 | 0.52184 | 0.52184 | 0.52184 | 0.52184 | 0.52184 | 0.52184 | 0.52184 | 0.52184 | 0.52184 | 0.52184 | 0.52184 | 0.52184 | 0.52184 | 0.52184 | 0.52184 | 0.52184 | 0.52184 | 0.52184 | 0.52184 | 0.52184 | 0.52184 | 0.52184 | 0.52184 | 0.52184 | 0.52184 | 0.52184 | 0.52184 | 0.52184 | 0.52184
14 | DR | D2SOPC3750 | TS24 | TS24 | 0.7218 | 0.7218 | 0.7218 | 0.7218 | 0.7218 | 0.7218 | 0.7218 | 0.7218 | 0.7218 | 0.7218 | 0.7218 | 0.7218 | 0.7218 | 0.7218 | 0.7218 | 0.7218 | 0.7218 | 0.7218 | 0.7218 | 0.7218 | 0.7218 | 0.7218 | 0.7218 | 0.7218 | 0.7218 | 0.7218 | 0.7218 | 0.7218 | 0.7218 | 0.7218 | 0.7218
14 | DR | D2SOPC3750 | TS25 | TS25 | 0.70299 | 0.70299 | 0.70299 | 0.70299 | 0.70299 | 0.70299 | 0.70299 | 0.70299 | 0.70299 | 0.70299 | 0.70299 | 0.70299 | 0.70299 | 0.70299 | 0.70299 | 0.70299 | 0.70299 | 0.70299 | 0.70299 | 0.70299 | 0.70299 | 0.70299 | 0.70299 | 0.70299 | 0.70299 | 0.70299 | 0.70299 | 0.70299 | 0.70299 | 0.70299 | 0.70299
14 | DR | D2SOPC3750 | TS26 | TS26 | 0.49106 | 0.49106 | 0.49106 | 0.49106 | 0.49106 | 0.49106 | 0.49106 | 0.49106 | 0.49106 | 0.49106 | 0.49106 | 0.49106 | 0.49106 | 0.49106 | 0.49106 | 0.49106 | 0.49106 | 0.49106 | 0.49106 | 0.49106 | 0.49106 | 0.49106 | 0.49106 | 0.49106 | 0.49106 | 0.49106 | 0.49106 | 0.49106 | 0.49106 | 0.49106 | 0.49106
14 | DR | D2SOPC3750 | TS27 | TS27 | 0.15739 | 0.15739 | 0.15739 | 0.15739 | 0.15739 | 0.15739 | 0.15739 | 0.15739 | 0.15739 | 0.15739 | 0.15739 | 0.15739 | 0.15739 | 0.15739 | 0.15739 | 0.15739 | 0.15739 | 0.15739 | 0.15739 | 0.15739 | 0.15739 | 0.15739 | 0.15739 | 0.15739 | 0.15739 | 0.15739 | 0.15739 | 0.15739 | 0.15739 | 0.15739 | 0.15739
14 | DR | D2SOPC3750 | TS28 | TS28 | 0 | 0 | 0 | 0 | 0 | 0 | 0 | 0 | 0 | 0 | 0 | 0 | 0 | 0 | 0 | 0 | 0 | 0 | 0 | 0 | 0 | 0 | 0 | 0 | 0 | 0 | 0 | 0 | 0 | 0 | 0
14 | DR | D2SOPC3750 | TS29 | TS29 | 0 | 0 | 0 | 0 | 0 | 0 | 0 | 0 | 0 | 0 | 0 | 0 | 0 | 0 | 0 | 0 | 0 | 0 | 0 | 0 | 0 | 0 | 0 | 0 | 0 | 0 | 0 | 0 | 0 | 0 | 0
14 | DR | D2SOPC3750 | TS30 | TS30 | 0 | 0 | 0 | 0 | 0 | 0 | 0 | 0 | 0 | 0 | 0 | 0 | 0 | 0 | 0 | 0 | 0 | 0 | 0 | 0 | 0 | 0 | 0 | 0 | 0 | 0 | 0 | 0 | 0 | 0 | 0
14 | DR | D2SOPC3750 | TS31 | TS31 | 0.003 | 0.003 | 0.003 | 0.003 | 0.003 | 0.003 | 0.003 | 0.003 | 0.003 | 0.003 | 0.003 | 0.003 | 0.003 | 0.003 | 0.003 | 0.003 | 0.003 | 0.003 | 0.003 | 0.003 | 0.003 | 0.003 | 0.003 | 0.003 | 0.003 | 0.003 | 0.003 | 0.003 | 0.003 | 0.003 | 0.003
14 | DR | D2SOPC3750 | TS32 | TS32 | 0.21842 | 0.21842 | 0.21842 | 0.21842 | 0.21842 | 0.21842 | 0.21842 | 0.21842 | 0.21842 | 0.21842 | 0.21842 | 0.21842 | 0.21842 | 0.21842 | 0.21842 | 0.21842 | 0.21842 | 0.21842 | 0.21842 | 0.21842 | 0.21842 | 0.21842 | 0.21842 | 0.21842 | 0.21842 | 0.21842 | 0.21842 | 0.21842 | 0.21842 | 0.21842 | 0.21842
14 | DR | D2SOPC3750 | TS33 | TS33 | 0.53191 | 0.53191 | 0.53191 | 0.53191 | 0.53191 | 0.53191 | 0.53191 | 0.53191 | 0.53191 | 0.53191 | 0.53191 | 0.53191 | 0.53191 | 0.53191 | 0.53191 | 0.53191 | 0.53191 | 0.53191 | 0.53191 | 0.53191 | 0.53191 | 0.53191 | 0.53191 | 0.53191 | 0.53191 | 0.53191 | 0.53191 | 0.53191 | 0.53191 | 0.53191 | 0.53191
14 | DR | D2SOPC3750 | TS34 | TS34 | 0.69166 | 0.69166 | 0.69166 | 0.69166 | 0.69166 | 0.69166 | 0.69166 | 0.69166 | 0.69166 | 0.69166 | 0.69166 | 0.69166 | 0.69166 | 0.69166 | 0.69166 | 0.69166 | 0.69166 | 0.69166 | 0.69166 | 0.69166 | 0.69166 | 0.69166 | 0.69166 | 0.69166 | 0.69166 | 0.69166 | 0.69166 | 0.69166 | 0.69166 | 0.69166 | 0.69166
14 | DR | D2SOPC3750 | TS35 | TS35 | 0.66134 | 0.66134 | 0.66134 | 0.66134 | 0.66134 | 0.66134 | 0.66134 | 0.66134 | 0.66134 | 0.66134 | 0.66134 | 0.66134 | 0.66134 | 0.66134 | 0.66134 | 0.66134 | 0.66134 | 0.66134 | 0.66134 | 0.66134 | 0.66134 | 0.66134 | 0.66134 | 0.66134 | 0.66134 | 0.66134 | 0.66134 | 0.66134 | 0.66134 | 0.66134 | 0.66134
14 | DR | D2SOPC3750 | TS36 | TS36 | 0.48061 | 0.48061 | 0.48061 | 0.48061 | 0.48061 | 0.48061 | 0.48061 | 0.48061 | 0.48061 | 0.48061 | 0.48061 | 0.48061 | 0.48061 | 0.48061 | 0.48061 | 0.48061 | 0.48061 | 0.48061 | 0.48061 | 0.48061 | 0.48061 | 0.48061 | 0.48061 | 0.48061 | 0.48061 | 0.48061 | 0.48061 | 0.48061 | 0.48061 | 0.48061 | 0.48061
14 | DR | D2SOPC3750 | TS37 | TS37 | 0.17147 | 0.17147 | 0.17147 | 0.17147 | 0.17147 | 0.17147 | 0.17147 | 0.17147 | 0.17147 | 0.17147 | 0.17147 | 0.17147 | 0.17147 | 0.17147 | 0.17147 | 0.17147 | 0.17147 | 0.17147 | 0.17147 | 0.17147 | 0.17147 | 0.17147 | 0.17147 | 0.17147 | 0.17147 | 0.17147 | 0.17147 | 0.17147 | 0.17147 | 0.17147 | 0.17147
14 | DR | D2SOPC3750 | TS38 | TS38 | 0.00643 | 0.00643 | 0.00643 | 0.00643 | 0.00643 | 0.00643 | 0.00643 | 0.00643 | 0.00643 | 0.00643 | 0.00643 | 0.00643 | 0.00643 | 0.00643 | 0.00643 | 0.00643 | 0.00643 | 0.00643 | 0.00643 | 0.00643 | 0.00643 | 0.00643 | 0.00643 | 0.00643 | 0.00643 | 0.00643 | 0.00643 | 0.00643 | 0.00643 | 0.00643 | 0.00643
14 | DR | D2SOPC3750 | TS39 | TS39 | 0 | 0 | 0 | 0 | 0 | 0 | 0 | 0 | 0 | 0 | 0 | 0 | 0 | 0 | 0 | 0 | 0 | 0 | 0 | 0 | 0 | 0 | 0 | 0 | 0 | 0 | 0 | 0 | 0 | 0 | 0
14 | DR | D2SOPC3750 | TS40 | TS40 | 0 | 0 | 0 | 0 | 0 | 0 | 0 | 0 | 0 | 0 | 0 | 0 | 0 | 0 | 0 | 0 | 0 | 0 | 0 | 0 | 0 | 0 | 0 | 0 | 0 | 0 | 0 | 0 | 0 | 0 | 0
15 | DR | D2SOPC1354 |  | [DRC,D2SOPC1354,*,*] : | 2020 | 2021 | 2022 | 2023 | 2024 | 2025 | 2026 | 2027 | 2028 | 2029 | 2030 | 2031 | 2032 | 2033 | 2034 | 2035 | 2036 | 2037 | 2038 | 2039 | 2040 | 2041 | 2042 | 2043 | 2044 | 2045 | 2046 | 2047 | 2048 | 2049 | 2050 :=
15 | DR | D2SOPC1354 | TS01 | TS01 | 0.00019 | 0.00019 | 0.00019 | 0.00019 | 0.00019 | 0.00019 | 0.00019 | 0.00019 | 0.00019 | 0.00019 | 0.00019 | 0.00019 | 0.00019 | 0.00019 | 0.00019 | 0.00019 | 0.00019 | 0.00019 | 0.00019 | 0.00019 | 0.00019 | 0.00019 | 0.00019 | 0.00019 | 0.00019 | 0.00019 | 0.00019 | 0.00019 | 0.00019 | 0.00019 | 0.00019
15 | DR | D2SOPC1354 | TS02 | TS02 | 0.10846 | 0.10846 | 0.10846 | 0.10846 | 0.10846 | 0.10846 | 0.10846 | 0.10846 | 0.10846 | 0.10846 | 0.10846 | 0.10846 | 0.10846 | 0.10846 | 0.10846 | 0.10846 | 0.10846 | 0.10846 | 0.10846 | 0.10846 | 0.10846 | 0.10846 | 0.10846 | 0.10846 | 0.10846 | 0.10846 | 0.10846 | 0.10846 | 0.10846 | 0.10846 | 0.10846
15 | DR | D2SOPC1354 | TS03 | TS03 | 0.39062 | 0.39062 | 0.39062 | 0.39062 | 0.39062 | 0.39062 | 0.39062 | 0.39062 | 0.39062 | 0.39062 | 0.39062 | 0.39062 | 0.39062 | 0.39062 | 0.39062 | 0.39062 | 0.39062 | 0.39062 | 0.39062 | 0.39062 | 0.39062 | 0.39062 | 0.39062 | 0.39062 | 0.39062 | 0.39062 | 0.39062 | 0.39062 | 0.39062 | 0.39062 | 0.39062
15 | DR | D2SOPC1354 | TS04 | TS04 | 0.59538 | 0.59538 | 0.59538 | 0.59538 | 0.59538 | 0.59538 | 0.59538 | 0.59538 | 0.59538 | 0.59538 | 0.59538 | 0.59538 | 0.59538 | 0.59538 | 0.59538 | 0.59538 | 0.59538 | 0.59538 | 0.59538 | 0.59538 | 0.59538 | 0.59538 | 0.59538 | 0.59538 | 0.59538 | 0.59538 | 0.59538 | 0.59538 | 0.59538 | 0.59538 | 0.59538
15 | DR | D2SOPC1354 | TS05 | TS05 | 0.62567 | 0.62567 | 0.62567 | 0.62567 | 0.62567 | 0.62567 | 0.62567 | 0.62567 | 0.62567 | 0.62567 | 0.62567 | 0.62567 | 0.62567 | 0.62567 | 0.62567 | 0.62567 | 0.62567 | 0.62567 | 0.62567 | 0.62567 | 0.62567 | 0.62567 | 0.62567 | 0.62567 | 0.62567 | 0.62567 | 0.62567 | 0.62567 | 0.62567 | 0.62567 | 0.62567
15 | DR | D2SOPC1354 | TS06 | TS06 | 0.50957 | 0.50957 | 0.50957 | 0.50957 | 0.50957 | 0.50957 | 0.50957 | 0.50957 | 0.50957 | 0.50957 | 0.50957 | 0.50957 | 0.50957 | 0.50957 | 0.50957 | 0.50957 | 0.50957 | 0.50957 | 0.50957 | 0.50957 | 0.50957 | 0.50957 | 0.50957 | 0.50957 | 0.50957 | 0.50957 | 0.50957 | 0.50957 | 0.50957 | 0.50957 | 0.50957
15 | DR | D2SOPC1354 | TS07 | TS07 | 0.21065 | 0.21065 | 0.21065 | 0.21065 | 0.21065 | 0.21065 | 0.21065 | 0.21065 | 0.21065 | 0.21065 | 0.21065 | 0.21065 | 0.21065 | 0.21065 | 0.21065 | 0.21065 | 0.21065 | 0.21065 | 0.21065 | 0.21065 | 0.21065 | 0.21065 | 0.21065 | 0.21065 | 0.21065 | 0.21065 | 0.21065 | 0.21065 | 0.21065 | 0.21065 | 0.21065
15 | DR | D2SOPC1354 | TS08 | TS08 | 0.01028 | 0.01028 | 0.01028 | 0.01028 | 0.01028 | 0.01028 | 0.01028 | 0.01028 | 0.01028 | 0.01028 | 0.01028 | 0.01028 | 0.01028 | 0.01028 | 0.01028 | 0.01028 | 0.01028 | 0.01028 | 0.01028 | 0.01028 | 0.01028 | 0.01028 | 0.01028 | 0.01028 | 0.01028 | 0.01028 | 0.01028 | 0.01028 | 0.01028 | 0.01028 | 0.01028
15 | DR | D2SOPC1354 | TS09 | TS09 | 0 | 0 | 0 | 0 | 0 | 0 | 0 | 0 | 0 | 0 | 0 | 0 | 0 | 0 | 0 | 0 | 0 | 0 | 0 | 0 | 0 | 0 | 0 | 0 | 0 | 0 | 0 | 0 | 0 | 0 | 0
15 | DR | D2SOPC1354 | TS10 | TS10 | 0 | 0 | 0 | 0 | 0 | 0 | 0 | 0 | 0 | 0 | 0 | 0 | 0 | 0 | 0 | 0 | 0 | 0 | 0 | 0 | 0 | 0 | 0 | 0 | 0 | 0 | 0 | 0 | 0 | 0 | 0
15 | DR | D2SOPC1354 | TS11 | TS11 | 0 | 0 | 0 | 0 | 0 | 0 | 0 | 0 | 0 | 0 | 0 | 0 | 0 | 0 | 0 | 0 | 0 | 0 | 0 | 0 | 0 | 0 | 0 | 0 | 0 | 0 | 0 | 0 | 0 | 0 | 0
15 | DR | D2SOPC1354 | TS12 | TS12 | 0.10607 | 0.10607 | 0.10607 | 0.10607 | 0.10607 | 0.10607 | 0.10607 | 0.10607 | 0.10607 | 0.10607 | 0.10607 | 0.10607 | 0.10607 | 0.10607 | 0.10607 | 0.10607 | 0.10607 | 0.10607 | 0.10607 | 0.10607 | 0.10607 | 0.10607 | 0.10607 | 0.10607 | 0.10607 | 0.10607 | 0.10607 | 0.10607 | 0.10607 | 0.10607 | 0.10607
15 | DR | D2SOPC1354 | TS13 | TS13 | 0.44843 | 0.44843 | 0.44843 | 0.44843 | 0.44843 | 0.44843 | 0.44843 | 0.44843 | 0.44843 | 0.44843 | 0.44843 | 0.44843 | 0.44843 | 0.44843 | 0.44843 | 0.44843 | 0.44843 | 0.44843 | 0.44843 | 0.44843 | 0.44843 | 0.44843 | 0.44843 | 0.44843 | 0.44843 | 0.44843 | 0.44843 | 0.44843 | 0.44843 | 0.44843 | 0.44843
15 | DR | D2SOPC1354 | TS14 | TS14 | 0.65913 | 0.65913 | 0.65913 | 0.65913 | 0.65913 | 0.65913 | 0.65913 | 0.65913 | 0.65913 | 0.65913 | 0.65913 | 0.65913 | 0.65913 | 0.65913 | 0.65913 | 0.65913 | 0.65913 | 0.65913 | 0.65913 | 0.65913 | 0.65913 | 0.65913 | 0.65913 | 0.65913 | 0.65913 | 0.65913 | 0.65913 | 0.65913 | 0.65913 | 0.65913 | 0.65913
15 | DR | D2SOPC1354 | TS15 | TS15 | 0.64613 | 0.64613 | 0.64613 | 0.64613 | 0.64613 | 0.64613 | 0.64613 | 0.64613 | 0.64613 | 0.64613 | 0.64613 | 0.64613 | 0.64613 | 0.64613 | 0.64613 | 0.64613 | 0.64613 | 0.64613 | 0.64613 | 0.64613 | 0.64613 | 0.64613 | 0.64613 | 0.64613 | 0.64613 | 0.64613 | 0.64613 | 0.64613 | 0.64613 | 0.64613 | 0.64613
15 | DR | D2SOPC1354 | TS16 | TS16 | 0.45342 | 0.45342 | 0.45342 | 0.45342 | 0.45342 | 0.45342 | 0.45342 | 0.45342 | 0.45342 | 0.45342 | 0.45342 | 0.45342 | 0.45342 | 0.45342 | 0.45342 | 0.45342 | 0.45342 | 0.45342 | 0.45342 | 0.45342 | 0.45342 | 0.45342 | 0.45342 | 0.45342 | 0.45342 | 0.45342 | 0.45342 | 0.45342 | 0.45342 | 0.45342 | 0.45342
15 | DR | D2SOPC1354 | TS17 | TS17 | 0.13914 | 0.13914 | 0.13914 | 0.13914 | 0.13914 | 0.13914 | 0.13914 | 0.13914 | 0.13914 | 0.13914 | 0.13914 | 0.13914 | 0.13914 | 0.13914 | 0.13914 | 0.13914 | 0.13914 | 0.13914 | 0.13914 | 0.13914 | 0.13914 | 0.13914 | 0.13914 | 0.13914 | 0.13914 | 0.13914 | 0.13914 | 0.13914 | 0.13914 | 0.13914 | 0.13914
15 | DR | D2SOPC1354 | TS18 | TS18 | 0.00081 | 0.00081 | 0.00081 | 0.00081 | 0.00081 | 0.00081 | 0.00081 | 0.00081 | 0.00081 | 0.00081 | 0.00081 | 0.00081 | 0.00081 | 0.00081 | 0.00081 | 0.00081 | 0.00081 | 0.00081 | 0.00081 | 0.00081 | 0.00081 | 0.00081 | 0.00081 | 0.00081 | 0.00081 | 0.00081 | 0.00081 | 0.00081 | 0.00081 | 0.00081 | 0.00081
15 | DR | D2SOPC1354 | TS19 | TS19 | 0 | 0 | 0 | 0 | 0 | 0 | 0 | 0 | 0 | 0 | 0 | 0 | 0 | 0 | 0 | 0 | 0 | 0 | 0 | 0 | 0 | 0 | 0 | 0 | 0 | 0 | 0 | 0 | 0 | 0 | 0
15 | DR | D2SOPC1354 | TS20 | TS20 | 0 | 0 | 0 | 0 | 0 | 0 | 0 | 0 | 0 | 0 | 0 | 0 | 0 | 0 | 0 | 0 | 0 | 0 | 0 | 0 | 0 | 0 | 0 | 0 | 0 | 0 | 0 | 0 | 0 | 0 | 0
15 | DR | D2SOPC1354 | TS21 | TS21 | 9e-05 | 9e-05 | 9e-05 | 9e-05 | 9e-05 | 9e-05 | 9e-05 | 9e-05 | 9e-05 | 9e-05 | 9e-05 | 9e-05 | 9e-05 | 9e-05 | 9e-05 | 9e-05 | 9e-05 | 9e-05 | 9e-05 | 9e-05 | 9e-05 | 9e-05 | 9e-05 | 9e-05 | 9e-05 | 9e-05 | 9e-05 | 9e-05 | 9e-05 | 9e-05 | 9e-05
15 | DR | D2SOPC1354 | TS22 | TS22 | 0.13089 | 0.13089 | 0.13089 | 0.13089 | 0.13089 | 0.13089 | 0.13089 | 0.13089 | 0.13089 | 0.13089 | 0.13089 | 0.13089 | 0.13089 | 0.13089 | 0.13089 | 0.13089 | 0.13089 | 0.13089 | 0.13089 | 0.13089 | 0.13089 | 0.13089 | 0.13089 | 0.13089 | 0.13089 | 0.13089 | 0.13089 | 0.13089 | 0.13089 | 0.13089 | 0.13089
15 | DR | D2SOPC1354 | TS23 | TS23 | 0.52184 | 0.52184 | 0.52184 | 0.52184 | 0.52184 | 0.52184 | 0.52184 | 0.52184 | 0.52184 | 0.52184 | 0.52184 | 0.52184 | 0.52184 | 0.52184 | 0.52184 | 0.52184 | 0.52184 | 0.52184 | 0.52184 | 0.52184 | 0.52184 | 0.52184 | 0.52184 | 0.52184 | 0.52184 | 0.52184 | 0.52184 | 0.52184 | 0.52184 | 0.52184 | 0.52184
15 | DR | D2SOPC1354 | TS24 | TS24 | 0.73277 | 0.73277 | 0.73277 | 0.73277 | 0.73277 | 0.73277 | 0.73277 | 0.73277 | 0.73277 | 0.73277 | 0.73277 | 0.73277 | 0.73277 | 0.73277 | 0.73277 | 0.73277 | 0.73277 | 0.73277 | 0.73277 | 0.73277 | 0.73277 | 0.73277 | 0.73277 | 0.73277 | 0.73277 | 0.73277 | 0.73277 | 0.73277 | 0.73277 | 0.73277 | 0.73277
15 | DR | D2SOPC1354 | TS25 | TS25 | 0.72221 | 0.72221 | 0.72221 | 0.72221 | 0.72221 | 0.72221 | 0.72221 | 0.72221 | 0.72221 | 0.72221 | 0.72221 | 0.72221 | 0.72221 | 0.72221 | 0.72221 | 0.72221 | 0.72221 | 0.72221 | 0.72221 | 0.72221 | 0.72221 | 0.72221 | 0.72221 | 0.72221 | 0.72221 | 0.72221 | 0.72221 | 0.72221 | 0.72221 | 0.72221 | 0.72221
15 | DR | D2SOPC1354 | TS26 | TS26 | 0.51547 | 0.51547 | 0.51547 | 0.51547 | 0.51547 | 0.51547 | 0.51547 | 0.51547 | 0.51547 | 0.51547 | 0.51547 | 0.51547 | 0.51547 | 0.51547 | 0.51547 | 0.51547 | 0.51547 | 0.51547 | 0.51547 | 0.51547 | 0.51547 | 0.51547 | 0.51547 | 0.51547 | 0.51547 | 0.51547 | 0.51547 | 0.51547 | 0.51547 | 0.51547 | 0.51547
15 | DR | D2SOPC1354 | TS27 | TS27 | 0.17014 | 0.17014 | 0.17014 | 0.17014 | 0.17014 | 0.17014 | 0.17014 | 0.17014 | 0.17014 | 0.17014 | 0.17014 | 0.17014 | 0.17014 | 0.17014 | 0.17014 | 0.17014 | 0.17014 | 0.17014 | 0.17014 | 0.17014 | 0.17014 | 0.17014 | 0.17014 | 0.17014 | 0.17014 | 0.17014 | 0.17014 | 0.17014 | 0.17014 | 0.17014 | 0.17014
15 | DR | D2SOPC1354 | TS28 | TS28 | 0.00337 | 0.00337 | 0.00337 | 0.00337 | 0.00337 | 0.00337 | 0.00337 | 0.00337 | 0.00337 | 0.00337 | 0.00337 | 0.00337 | 0.00337 | 0.00337 | 0.00337 | 0.00337 | 0.00337 | 0.00337 | 0.00337 | 0.00337 | 0.00337 | 0.00337 | 0.00337 | 0.00337 | 0.00337 | 0.00337 | 0.00337 | 0.00337 | 0.00337 | 0.00337 | 0.00337
15 | DR | D2SOPC1354 | TS29 | TS29 | 0 | 0 | 0 | 0 | 0 | 0 | 0 | 0 | 0 | 0 | 0 | 0 | 0 | 0 | 0 | 0 | 0 | 0 | 0 | 0 | 0 | 0 | 0 | 0 | 0 | 0 | 0 | 0 | 0 | 0 | 0
15 | DR | D2SOPC1354 | TS30 | TS30 | 0 | 0 | 0 | 0 | 0 | 0 | 0 | 0 | 0 | 0 | 0 | 0 | 0 | 0 | 0 | 0 | 0 | 0 | 0 | 0 | 0 | 0 | 0 | 0 | 0 | 0 | 0 | 0 | 0 | 0 | 0
15 | DR | D2SOPC1354 | TS31 | TS31 | 0.00221 | 0.00221 | 0.00221 | 0.00221 | 0.00221 | 0.00221 | 0.00221 | 0.00221 | 0.00221 | 0.00221 | 0.00221 | 0.00221 | 0.00221 | 0.00221 | 0.00221 | 0.00221 | 0.00221 | 0.00221 | 0.00221 | 0.00221 | 0.00221 | 0.00221 | 0.00221 | 0.00221 | 0.00221 | 0.00221 | 0.00221 | 0.00221 | 0.00221 | 0.00221 | 0.00221
15 | DR | D2SOPC1354 | TS32 | TS32 | 0.20252 | 0.20252 | 0.20252 | 0.20252 | 0.20252 | 0.20252 | 0.20252 | 0.20252 | 0.20252 | 0.20252 | 0.20252 | 0.20252 | 0.20252 | 0.20252 | 0.20252 | 0.20252 | 0.20252 | 0.20252 | 0.20252 | 0.20252 | 0.20252 | 0.20252 | 0.20252 | 0.20252 | 0.20252 | 0.20252 | 0.20252 | 0.20252 | 0.20252 | 0.20252 | 0.20252
15 | DR | D2SOPC1354 | TS33 | TS33 | 0.50869 | 0.50869 | 0.50869 | 0.50869 | 0.50869 | 0.50869 | 0.50869 | 0.50869 | 0.50869 | 0.50869 | 0.50869 | 0.50869 | 0.50869 | 0.50869 | 0.50869 | 0.50869 | 0.50869 | 0.50869 | 0.50869 | 0.50869 | 0.50869 | 0.50869 | 0.50869 | 0.50869 | 0.50869 | 0.50869 | 0.50869 | 0.50869 | 0.50869 | 0.50869 | 0.50869
15 | DR | D2SOPC1354 | TS34 | TS34 | 0.67294 | 0.67294 | 0.67294 | 0.67294 | 0.67294 | 0.67294 | 0.67294 | 0.67294 | 0.67294 | 0.67294 | 0.67294 | 0.67294 | 0.67294 | 0.67294 | 0.67294 | 0.67294 | 0.67294 | 0.67294 | 0.67294 | 0.67294 | 0.67294 | 0.67294 | 0.67294 | 0.67294 | 0.67294 | 0.67294 | 0.67294 | 0.67294 | 0.67294 | 0.67294 | 0.67294
15 | DR | D2SOPC1354 | TS35 | TS35 | 0.64658 | 0.64658 | 0.64658 | 0.64658 | 0.64658 | 0.64658 | 0.64658 | 0.64658 | 0.64658 | 0.64658 | 0.64658 | 0.64658 | 0.64658 | 0.64658 | 0.64658 | 0.64658 | 0.64658 | 0.64658 | 0.64658 | 0.64658 | 0.64658 | 0.64658 | 0.64658 | 0.64658 | 0.64658 | 0.64658 | 0.64658 | 0.64658 | 0.64658 | 0.64658 | 0.64658
15 | DR | D2SOPC1354 | TS36 | TS36 | 0.48262 | 0.48262 | 0.48262 | 0.48262 | 0.48262 | 0.48262 | 0.48262 | 0.48262 | 0.48262 | 0.48262 | 0.48262 | 0.48262 | 0.48262 | 0.48262 | 0.48262 | 0.48262 | 0.48262 | 0.48262 | 0.48262 | 0.48262 | 0.48262 | 0.48262 | 0.48262 | 0.48262 | 0.48262 | 0.48262 | 0.48262 | 0.48262 | 0.48262 | 0.48262 | 0.48262
15 | DR | D2SOPC1354 | TS37 | TS37 | 0.16877 | 0.16877 | 0.16877 | 0.16877 | 0.16877 | 0.16877 | 0.16877 | 0.16877 | 0.16877 | 0.16877 | 0.16877 | 0.16877 | 0.16877 | 0.16877 | 0.16877 | 0.16877 | 0.16877 | 0.16877 | 0.16877 | 0.16877 | 0.16877 | 0.16877 | 0.16877 | 0.16877 | 0.16877 | 0.16877 | 0.16877 | 0.16877 | 0.16877 | 0.16877 | 0.16877
15 | DR | D2SOPC1354 | TS38 | TS38 | 0.00629 | 0.00629 | 0.00629 | 0.00629 | 0.00629 | 0.00629 | 0.00629 | 0.00629 | 0.00629 | 0.00629 | 0.00629 | 0.00629 | 0.00629 | 0.00629 | 0.00629 | 0.00629 | 0.00629 | 0.00629 | 0.00629 | 0.00629 | 0.00629 | 0.00629 | 0.00629 | 0.00629 | 0.00629 | 0.00629 | 0.00629 | 0.00629 | 0.00629 | 0.00629 | 0.00629
15 | DR | D2SOPC1354 | TS39 | TS39 | 0 | 0 | 0 | 0 | 0 | 0 | 0 | 0 | 0 | 0 | 0 | 0 | 0 | 0 | 0 | 0 | 0 | 0 | 0 | 0 | 0 | 0 | 0 | 0 | 0 | 0 | 0 | 0 | 0 | 0 | 0
15 | DR | D2SOPC1354 | TS40 | TS40 | 0 | 0 | 0 | 0 | 0 | 0 | 0 | 0 | 0 | 0 | 0 | 0 | 0 | 0 | 0 | 0 | 0 | 0 | 0 | 0 | 0 | 0 | 0 | 0 | 0 | 0 | 0 | 0 | 0 | 0 | 0
16 | DR | D2SOPC1390 |  | [DRC,D2SOPC1390,*,*] : | 2020 | 2021 | 2022 | 2023 | 2024 | 2025 | 2026 | 2027 | 2028 | 2029 | 2030 | 2031 | 2032 | 2033 | 2034 | 2035 | 2036 | 2037 | 2038 | 2039 | 2040 | 2041 | 2042 | 2043 | 2044 | 2045 | 2046 | 2047 | 2048 | 2049 | 2050 :=
16 | DR | D2SOPC1390 | TS01 | TS01 | 0.00046 | 0.00046 | 0.00046 | 0.00046 | 0.00046 | 0.00046 | 0.00046 | 0.00046 | 0.00046 | 0.00046 | 0.00046 | 0.00046 | 0.00046 | 0.00046 | 0.00046 | 0.00046 | 0.00046 | 0.00046 | 0.00046 | 0.00046 | 0.00046 | 0.00046 | 0.00046 | 0.00046 | 0.00046 | 0.00046 | 0.00046 | 0.00046 | 0.00046 | 0.00046 | 0.00046
16 | DR | D2SOPC1390 | TS02 | TS02 | 0.12708 | 0.12708 | 0.12708 | 0.12708 | 0.12708 | 0.12708 | 0.12708 | 0.12708 | 0.12708 | 0.12708 | 0.12708 | 0.12708 | 0.12708 | 0.12708 | 0.12708 | 0.12708 | 0.12708 | 0.12708 | 0.12708 | 0.12708 | 0.12708 | 0.12708 | 0.12708 | 0.12708 | 0.12708 | 0.12708 | 0.12708 | 0.12708 | 0.12708 | 0.12708 | 0.12708
16 | DR | D2SOPC1390 | TS03 | TS03 | 0.41947 | 0.41947 | 0.41947 | 0.41947 | 0.41947 | 0.41947 | 0.41947 | 0.41947 | 0.41947 | 0.41947 | 0.41947 | 0.41947 | 0.41947 | 0.41947 | 0.41947 | 0.41947 | 0.41947 | 0.41947 | 0.41947 | 0.41947 | 0.41947 | 0.41947 | 0.41947 | 0.41947 | 0.41947 | 0.41947 | 0.41947 | 0.41947 | 0.41947 | 0.41947 | 0.41947
16 | DR | D2SOPC1390 | TS04 | TS04 | 0.60534 | 0.60534 | 0.60534 | 0.60534 | 0.60534 | 0.60534 | 0.60534 | 0.60534 | 0.60534 | 0.60534 | 0.60534 | 0.60534 | 0.60534 | 0.60534 | 0.60534 | 0.60534 | 0.60534 | 0.60534 | 0.60534 | 0.60534 | 0.60534 | 0.60534 | 0.60534 | 0.60534 | 0.60534 | 0.60534 | 0.60534 | 0.60534 | 0.60534 | 0.60534 | 0.60534
16 | DR | D2SOPC1390 | TS05 | TS05 | 0.63649 | 0.63649 | 0.63649 | 0.63649 | 0.63649 | 0.63649 | 0.63649 | 0.63649 | 0.63649 | 0.63649 | 0.63649 | 0.63649 | 0.63649 | 0.63649 | 0.63649 | 0.63649 | 0.63649 | 0.63649 | 0.63649 | 0.63649 | 0.63649 | 0.63649 | 0.63649 | 0.63649 | 0.63649 | 0.63649 | 0.63649 | 0.63649 | 0.63649 | 0.63649 | 0.63649
16 | DR | D2SOPC1390 | TS06 | TS06 | 0.50223 | 0.50223 | 0.50223 | 0.50223 | 0.50223 | 0.50223 | 0.50223 | 0.50223 | 0.50223 | 0.50223 | 0.50223 | 0.50223 | 0.50223 | 0.50223 | 0.50223 | 0.50223 | 0.50223 | 0.50223 | 0.50223 | 0.50223 | 0.50223 | 0.50223 | 0.50223 | 0.50223 | 0.50223 | 0.50223 | 0.50223 | 0.50223 | 0.50223 | 0.50223 | 0.50223
16 | DR | D2SOPC1390 | TS07 | TS07 | 0.20484 | 0.20484 | 0.20484 | 0.20484 | 0.20484 | 0.20484 | 0.20484 | 0.20484 | 0.20484 | 0.20484 | 0.20484 | 0.20484 | 0.20484 | 0.20484 | 0.20484 | 0.20484 | 0.20484 | 0.20484 | 0.20484 | 0.20484 | 0.20484 | 0.20484 | 0.20484 | 0.20484 | 0.20484 | 0.20484 | 0.20484 | 0.20484 | 0.20484 | 0.20484 | 0.20484
16 | DR | D2SOPC1390 | TS08 | TS08 | 0.00978 | 0.00978 | 0.00978 | 0.00978 | 0.00978 | 0.00978 | 0.00978 | 0.00978 | 0.00978 | 0.00978 | 0.00978 | 0.00978 | 0.00978 | 0.00978 | 0.00978 | 0.00978 | 0.00978 | 0.00978 | 0.00978 | 0.00978 | 0.00978 | 0.00978 | 0.00978 | 0.00978 | 0.00978 | 0.00978 | 0.00978 | 0.00978 | 0.00978 | 0.00978 | 0.00978
16 | DR | D2SOPC1390 | TS09 | TS09 | 0 | 0 | 0 | 0 | 0 | 0 | 0 | 0 | 0 | 0 | 0 | 0 | 0 | 0 | 0 | 0 | 0 | 0 | 0 | 0 | 0 | 0 | 0 | 0 | 0 | 0 | 0 | 0 | 0 | 0 | 0
16 | DR | D2SOPC1390 | TS10 | TS10 | 0 | 0 | 0 | 0 | 0 | 0 | 0 | 0 | 0 | 0 | 0 | 0 | 0 | 0 | 0 | 0 | 0 | 0 | 0 | 0 | 0 | 0 | 0 | 0 | 0 | 0 | 0 | 0 | 0 | 0 | 0
16 | DR | D2SOPC1390 | TS11 | TS11 | 0 | 0 | 0 | 0 | 0 | 0 | 0 | 0 | 0 | 0 | 0 | 0 | 0 | 0 | 0 | 0 | 0 | 0 | 0 | 0 | 0 | 0 | 0 | 0 | 0 | 0 | 0 | 0 | 0 | 0 | 0
16 | DR | D2SOPC1390 | TS12 | TS12 | 0.11464 | 0.11464 | 0.11464 | 0.11464 | 0.11464 | 0.11464 | 0.11464 | 0.11464 | 0.11464 | 0.11464 | 0.11464 | 0.11464 | 0.11464 | 0.11464 | 0.11464 | 0.11464 | 0.11464 | 0.11464 | 0.11464 | 0.11464 | 0.11464 | 0.11464 | 0.11464 | 0.11464 | 0.11464 | 0.11464 | 0.11464 | 0.11464 | 0.11464 | 0.11464 | 0.11464
16 | DR | D2SOPC1390 | TS13 | TS13 | 0.46055 | 0.46055 | 0.46055 | 0.46055 | 0.46055 | 0.46055 | 0.46055 | 0.46055 | 0.46055 | 0.46055 | 0.46055 | 0.46055 | 0.46055 | 0.46055 | 0.46055 | 0.46055 | 0.46055 | 0.46055 | 0.46055 | 0.46055 | 0.46055 | 0.46055 | 0.46055 | 0.46055 | 0.46055 | 0.46055 | 0.46055 | 0.46055 | 0.46055 | 0.46055 | 0.46055
16 | DR | D2SOPC1390 | TS14 | TS14 | 0.65471 | 0.65471 | 0.65471 | 0.65471 | 0.65471 | 0.65471 | 0.65471 | 0.65471 | 0.65471 | 0.65471 | 0.65471 | 0.65471 | 0.65471 | 0.65471 | 0.65471 | 0.65471 | 0.65471 | 0.65471 | 0.65471 | 0.65471 | 0.65471 | 0.65471 | 0.65471 | 0.65471 | 0.65471 | 0.65471 | 0.65471 | 0.65471 | 0.65471 | 0.65471 | 0.65471
16 | DR | D2SOPC1390 | TS15 | TS15 | 0.63249 | 0.63249 | 0.63249 | 0.63249 | 0.63249 | 0.63249 | 0.63249 | 0.63249 | 0.63249 | 0.63249 | 0.63249 | 0.63249 | 0.63249 | 0.63249 | 0.63249 | 0.63249 | 0.63249 | 0.63249 | 0.63249 | 0.63249 | 0.63249 | 0.63249 | 0.63249 | 0.63249 | 0.63249 | 0.63249 | 0.63249 | 0.63249 | 0.63249 | 0.63249 | 0.63249
16 | DR | D2SOPC1390 | TS16 | TS16 | 0.42687 | 0.42687 | 0.42687 | 0.42687 | 0.42687 | 0.42687 | 0.42687 | 0.42687 | 0.42687 | 0.42687 | 0.42687 | 0.42687 | 0.42687 | 0.42687 | 0.42687 | 0.42687 | 0.42687 | 0.42687 | 0.42687 | 0.42687 | 0.42687 | 0.42687 | 0.42687 | 0.42687 | 0.42687 | 0.42687 | 0.42687 | 0.42687 | 0.42687 | 0.42687 | 0.42687
16 | DR | D2SOPC1390 | TS17 | TS17 | 0.12259 | 0.12259 | 0.12259 | 0.12259 | 0.12259 | 0.12259 | 0.12259 | 0.12259 | 0.12259 | 0.12259 | 0.12259 | 0.12259 | 0.12259 | 0.12259 | 0.12259 | 0.12259 | 0.12259 | 0.12259 | 0.12259 | 0.12259 | 0.12259 | 0.12259 | 0.12259 | 0.12259 | 0.12259 | 0.12259 | 0.12259 | 0.12259 | 0.12259 | 0.12259 | 0.12259
16 | DR | D2SOPC1390 | TS18 | TS18 | 0.00043 | 0.00043 | 0.00043 | 0.00043 | 0.00043 | 0.00043 | 0.00043 | 0.00043 | 0.00043 | 0.00043 | 0.00043 | 0.00043 | 0.00043 | 0.00043 | 0.00043 | 0.00043 | 0.00043 | 0.00043 | 0.00043 | 0.00043 | 0.00043 | 0.00043 | 0.00043 | 0.00043 | 0.00043 | 0.00043 | 0.00043 | 0.00043 | 0.00043 | 0.00043 | 0.00043
16 | DR | D2SOPC1390 | TS19 | TS19 | 0 | 0 | 0 | 0 | 0 | 0 | 0 | 0 | 0 | 0 | 0 | 0 | 0 | 0 | 0 | 0 | 0 | 0 | 0 | 0 | 0 | 0 | 0 | 0 | 0 | 0 | 0 | 0 | 0 | 0 | 0
16 | DR | D2SOPC1390 | TS20 | TS20 | 0 | 0 | 0 | 0 | 0 | 0 | 0 | 0 | 0 | 0 | 0 | 0 | 0 | 0 | 0 | 0 | 0 | 0 | 0 | 0 | 0 | 0 | 0 | 0 | 0 | 0 | 0 | 0 | 0 | 0 | 0
16 | DR | D2SOPC1390 | TS21 | TS21 | 0.00023 | 0.00023 | 0.00023 | 0.00023 | 0.00023 | 0.00023 | 0.00023 | 0.00023 | 0.00023 | 0.00023 | 0.00023 | 0.00023 | 0.00023 | 0.00023 | 0.00023 | 0.00023 | 0.00023 | 0.00023 | 0.00023 | 0.00023 | 0.00023 | 0.00023 | 0.00023 | 0.00023 | 0.00023 | 0.00023 | 0.00023 | 0.00023 | 0.00023 | 0.00023 | 0.00023
16 | DR | D2SOPC1390 | TS22 | TS22 | 0.13948 | 0.13948 | 0.13948 | 0.13948 | 0.13948 | 0.13948 | 0.13948 | 0.13948 | 0.13948 | 0.13948 | 0.13948 | 0.13948 | 0.13948 | 0.13948 | 0.13948 | 0.13948 | 0.13948 | 0.13948 | 0.13948 | 0.13948 | 0.13948 | 0.13948 | 0.13948 | 0.13948 | 0.13948 | 0.13948 | 0.13948 | 0.13948 | 0.13948 | 0.13948 | 0.13948
16 | DR | D2SOPC1390 | TS23 | TS23 | 0.52153 | 0.52153 | 0.52153 | 0.52153 | 0.52153 | 0.52153 | 0.52153 | 0.52153 | 0.52153 | 0.52153 | 0.52153 | 0.52153 | 0.52153 | 0.52153 | 0.52153 | 0.52153 | 0.52153 | 0.52153 | 0.52153 | 0.52153 | 0.52153 | 0.52153 | 0.52153 | 0.52153 | 0.52153 | 0.52153 | 0.52153 | 0.52153 | 0.52153 | 0.52153 | 0.52153
16 | DR | D2SOPC1390 | TS24 | TS24 | 0.72057 | 0.72057 | 0.72057 | 0.72057 | 0.72057 | 0.72057 | 0.72057 | 0.72057 | 0.72057 | 0.72057 | 0.72057 | 0.72057 | 0.72057 | 0.72057 | 0.72057 | 0.72057 | 0.72057 | 0.72057 | 0.72057 | 0.72057 | 0.72057 | 0.72057 | 0.72057 | 0.72057 | 0.72057 | 0.72057 | 0.72057 | 0.72057 | 0.72057 | 0.72057 | 0.72057
16 | DR | D2SOPC1390 | TS25 | TS25 | 0.69705 | 0.69705 | 0.69705 | 0.69705 | 0.69705 | 0.69705 | 0.69705 | 0.69705 | 0.69705 | 0.69705 | 0.69705 | 0.69705 | 0.69705 | 0.69705 | 0.69705 | 0.69705 | 0.69705 | 0.69705 | 0.69705 | 0.69705 | 0.69705 | 0.69705 | 0.69705 | 0.69705 | 0.69705 | 0.69705 | 0.69705 | 0.69705 | 0.69705 | 0.69705 | 0.69705
16 | DR | D2SOPC1390 | TS26 | TS26 | 0.48377 | 0.48377 | 0.48377 | 0.48377 | 0.48377 | 0.48377 | 0.48377 | 0.48377 | 0.48377 | 0.48377 | 0.48377 | 0.48377 | 0.48377 | 0.48377 | 0.48377 | 0.48377 | 0.48377 | 0.48377 | 0.48377 | 0.48377 | 0.48377 | 0.48377 | 0.48377 | 0.48377 | 0.48377 | 0.48377 | 0.48377 | 0.48377 | 0.48377 | 0.48377 | 0.48377
16 | DR | D2SOPC1390 | TS27 | TS27 | 0.15142 | 0.15142 | 0.15142 | 0.15142 | 0.15142 | 0.15142 | 0.15142 | 0.15142 | 0.15142 | 0.15142 | 0.15142 | 0.15142 | 0.15142 | 0.15142 | 0.15142 | 0.15142 | 0.15142 | 0.15142 | 0.15142 | 0.15142 | 0.15142 | 0.15142 | 0.15142 | 0.15142 | 0.15142 | 0.15142 | 0.15142 | 0.15142 | 0.15142 | 0.15142 | 0.15142
16 | DR | D2SOPC1390 | TS28 | TS28 | 0 | 0 | 0 | 0 | 0 | 0 | 0 | 0 | 0 | 0 | 0 | 0 | 0 | 0 | 0 | 0 | 0 | 0 | 0 | 0 | 0 | 0 | 0 | 0 | 0 | 0 | 0 | 0 | 0 | 0 | 0
16 | DR | D2SOPC1390 | TS29 | TS29 | 0 | 0 | 0 | 0 | 0 | 0 | 0 | 0 | 0 | 0 | 0 | 0 | 0 | 0 | 0 | 0 | 0 | 0 | 0 | 0 | 0 | 0 | 0 | 0 | 0 | 0 | 0 | 0 | 0 | 0 | 0
16 | DR | D2SOPC1390 | TS30 | TS30 | 0 | 0 | 0 | 0 | 0 | 0 | 0 | 0 | 0 | 0 | 0 | 0 | 0 | 0 | 0 | 0 | 0 | 0 | 0 | 0 | 0 | 0 | 0 | 0 | 0 | 0 | 0 | 0 | 0 | 0 | 0
16 | DR | D2SOPC1390 | TS31 | TS31 | 0.00278 | 0.00278 | 0.00278 | 0.00278 | 0.00278 | 0.00278 | 0.00278 | 0.00278 | 0.00278 | 0.00278 | 0.00278 | 0.00278 | 0.00278 | 0.00278 | 0.00278 | 0.00278 | 0.00278 | 0.00278 | 0.00278 | 0.00278 | 0.00278 | 0.00278 | 0.00278 | 0.00278 | 0.00278 | 0.00278 | 0.00278 | 0.00278 | 0.00278 | 0.00278 | 0.00278
16 | DR | D2SOPC1390 | TS32 | TS32 | 0.21852 | 0.21852 | 0.21852 | 0.21852 | 0.21852 | 0.21852 | 0.21852 | 0.21852 | 0.21852 | 0.21852 | 0.21852 | 0.21852 | 0.21852 | 0.21852 | 0.21852 | 0.21852 | 0.21852 | 0.21852 | 0.21852 | 0.21852 | 0.21852 | 0.21852 | 0.21852 | 0.21852 | 0.21852 | 0.21852 | 0.21852 | 0.21852 | 0.21852 | 0.21852 | 0.21852
16 | DR | D2SOPC1390 | TS33 | TS33 | 0.53017 | 0.53017 | 0.53017 | 0.53017 | 0.53017 | 0.53017 | 0.53017 | 0.53017 | 0.53017 | 0.53017 | 0.53017 | 0.53017 | 0.53017 | 0.53017 | 0.53017 | 0.53017 | 0.53017 | 0.53017 | 0.53017 | 0.53017 | 0.53017 | 0.53017 | 0.53017 | 0.53017 | 0.53017 | 0.53017 | 0.53017 | 0.53017 | 0.53017 | 0.53017 | 0.53017
16 | DR | D2SOPC1390 | TS34 | TS34 | 0.69027 | 0.69027 | 0.69027 | 0.69027 | 0.69027 | 0.69027 | 0.69027 | 0.69027 | 0.69027 | 0.69027 | 0.69027 | 0.69027 | 0.69027 | 0.69027 | 0.69027 | 0.69027 | 0.69027 | 0.69027 | 0.69027 | 0.69027 | 0.69027 | 0.69027 | 0.69027 | 0.69027 | 0.69027 | 0.69027 | 0.69027 | 0.69027 | 0.69027 | 0.69027 | 0.69027
16 | DR | D2SOPC1390 | TS35 | TS35 | 0.66201 | 0.66201 | 0.66201 | 0.66201 | 0.66201 | 0.66201 | 0.66201 | 0.66201 | 0.66201 | 0.66201 | 0.66201 | 0.66201 | 0.66201 | 0.66201 | 0.66201 | 0.66201 | 0.66201 | 0.66201 | 0.66201 | 0.66201 | 0.66201 | 0.66201 | 0.66201 | 0.66201 | 0.66201 | 0.66201 | 0.66201 | 0.66201 | 0.66201 | 0.66201 | 0.66201
16 | DR | D2SOPC1390 | TS36 | TS36 | 0.4793 | 0.4793 | 0.4793 | 0.4793 | 0.4793 | 0.4793 | 0.4793 | 0.4793 | 0.4793 | 0.4793 | 0.4793 | 0.4793 | 0.4793 | 0.4793 | 0.4793 | 0.4793 | 0.4793 | 0.4793 | 0.4793 | 0.4793 | 0.4793 | 0.4793 | 0.4793 | 0.4793 | 0.4793 | 0.4793 | 0.4793 | 0.4793 | 0.4793 | 0.4793 | 0.4793
16 | DR | D2SOPC1390 | TS37 | TS37 | 0.16475 | 0.16475 | 0.16475 | 0.16475 | 0.16475 | 0.16475 | 0.16475 | 0.16475 | 0.16475 | 0.16475 | 0.16475 | 0.16475 | 0.16475 | 0.16475 | 0.16475 | 0.16475 | 0.16475 | 0.16475 | 0.16475 | 0.16475 | 0.16475 | 0.16475 | 0.16475 | 0.16475 | 0.16475 | 0.16475 | 0.16475 | 0.16475 | 0.16475 | 0.16475 | 0.16475
16 | DR | D2SOPC1390 | TS38 | TS38 | 0.00521 | 0.00521 | 0.00521 | 0.00521 | 0.00521 | 0.00521 | 0.00521 | 0.00521 | 0.00521 | 0.00521 | 0.00521 | 0.00521 | 0.00521 | 0.00521 | 0.00521 | 0.00521 | 0.00521 | 0.00521 | 0.00521 | 0.00521 | 0.00521 | 0.00521 | 0.00521 | 0.00521 | 0.00521 | 0.00521 | 0.00521 | 0.00521 | 0.00521 | 0.00521 | 0.00521
16 | DR | D2SOPC1390 | TS39 | TS39 | 0 | 0 | 0 | 0 | 0 | 0 | 0 | 0 | 0 | 0 | 0 | 0 | 0 | 0 | 0 | 0 | 0 | 0 | 0 | 0 | 0 | 0 | 0 | 0 | 0 | 0 | 0 | 0 | 0 | 0 | 0
16 | DR | D2SOPC1390 | TS40 | TS40 | 0 | 0 | 0 | 0 | 0 | 0 | 0 | 0 | 0 | 0 | 0 | 0 | 0 | 0 | 0 | 0 | 0 | 0 | 0 | 0 | 0 | 0 | 0 | 0 | 0 | 0 | 0 | 0 | 0 | 0 | 0
17 | DR | D2SOPC1364 |  | [DRC,D2SOPC1364,*,*] : | 2020 | 2021 | 2022 | 2023 | 2024 | 2025 | 2026 | 2027 | 2028 | 2029 | 2030 | 2031 | 2032 | 2033 | 2034 | 2035 | 2036 | 2037 | 2038 | 2039 | 2040 | 2041 | 2042 | 2043 | 2044 | 2045 | 2046 | 2047 | 2048 | 2049 | 2050 :=
17 | DR | D2SOPC1364 | TS01 | TS01 | 0.00037 | 0.00037 | 0.00037 | 0.00037 | 0.00037 | 0.00037 | 0.00037 | 0.00037 | 0.00037 | 0.00037 | 0.00037 | 0.00037 | 0.00037 | 0.00037 | 0.00037 | 0.00037 | 0.00037 | 0.00037 | 0.00037 | 0.00037 | 0.00037 | 0.00037 | 0.00037 | 0.00037 | 0.00037 | 0.00037 | 0.00037 | 0.00037 | 0.00037 | 0.00037 | 0.00037
17 | DR | D2SOPC1364 | TS02 | TS02 | 0.11767 | 0.11767 | 0.11767 | 0.11767 | 0.11767 | 0.11767 | 0.11767 | 0.11767 | 0.11767 | 0.11767 | 0.11767 | 0.11767 | 0.11767 | 0.11767 | 0.11767 | 0.11767 | 0.11767 | 0.11767 | 0.11767 | 0.11767 | 0.11767 | 0.11767 | 0.11767 | 0.11767 | 0.11767 | 0.11767 | 0.11767 | 0.11767 | 0.11767 | 0.11767 | 0.11767
17 | DR | D2SOPC1364 | TS03 | TS03 | 0.40446 | 0.40446 | 0.40446 | 0.40446 | 0.40446 | 0.40446 | 0.40446 | 0.40446 | 0.40446 | 0.40446 | 0.40446 | 0.40446 | 0.40446 | 0.40446 | 0.40446 | 0.40446 | 0.40446 | 0.40446 | 0.40446 | 0.40446 | 0.40446 | 0.40446 | 0.40446 | 0.40446 | 0.40446 | 0.40446 | 0.40446 | 0.40446 | 0.40446 | 0.40446 | 0.40446
17 | DR | D2SOPC1364 | TS04 | TS04 | 0.59914 | 0.59914 | 0.59914 | 0.59914 | 0.59914 | 0.59914 | 0.59914 | 0.59914 | 0.59914 | 0.59914 | 0.59914 | 0.59914 | 0.59914 | 0.59914 | 0.59914 | 0.59914 | 0.59914 | 0.59914 | 0.59914 | 0.59914 | 0.59914 | 0.59914 | 0.59914 | 0.59914 | 0.59914 | 0.59914 | 0.59914 | 0.59914 | 0.59914 | 0.59914 | 0.59914
17 | DR | D2SOPC1364 | TS05 | TS05 | 0.61532 | 0.61532 | 0.61532 | 0.61532 | 0.61532 | 0.61532 | 0.61532 | 0.61532 | 0.61532 | 0.61532 | 0.61532 | 0.61532 | 0.61532 | 0.61532 | 0.61532 | 0.61532 | 0.61532 | 0.61532 | 0.61532 | 0.61532 | 0.61532 | 0.61532 | 0.61532 | 0.61532 | 0.61532 | 0.61532 | 0.61532 | 0.61532 | 0.61532 | 0.61532 | 0.61532
17 | DR | D2SOPC1364 | TS06 | TS06 | 0.49746 | 0.49746 | 0.49746 | 0.49746 | 0.49746 | 0.49746 | 0.49746 | 0.49746 | 0.49746 | 0.49746 | 0.49746 | 0.49746 | 0.49746 | 0.49746 | 0.49746 | 0.49746 | 0.49746 | 0.49746 | 0.49746 | 0.49746 | 0.49746 | 0.49746 | 0.49746 | 0.49746 | 0.49746 | 0.49746 | 0.49746 | 0.49746 | 0.49746 | 0.49746 | 0.49746
17 | DR | D2SOPC1364 | TS07 | TS07 | 0.21038 | 0.21038 | 0.21038 | 0.21038 | 0.21038 | 0.21038 | 0.21038 | 0.21038 | 0.21038 | 0.21038 | 0.21038 | 0.21038 | 0.21038 | 0.21038 | 0.21038 | 0.21038 | 0.21038 | 0.21038 | 0.21038 | 0.21038 | 0.21038 | 0.21038 | 0.21038 | 0.21038 | 0.21038 | 0.21038 | 0.21038 | 0.21038 | 0.21038 | 0.21038 | 0.21038
17 | DR | D2SOPC1364 | TS08 | TS08 | 0.01203 | 0.01203 | 0.01203 | 0.01203 | 0.01203 | 0.01203 | 0.01203 | 0.01203 | 0.01203 | 0.01203 | 0.01203 | 0.01203 | 0.01203 | 0.01203 | 0.01203 | 0.01203 | 0.01203 | 0.01203 | 0.01203 | 0.01203 | 0.01203 | 0.01203 | 0.01203 | 0.01203 | 0.01203 | 0.01203 | 0.01203 | 0.01203 | 0.01203 | 0.01203 | 0.01203
17 | DR | D2SOPC1364 | TS09 | TS09 | 0 | 0 | 0 | 0 | 0 | 0 | 0 | 0 | 0 | 0 | 0 | 0 | 0 | 0 | 0 | 0 | 0 | 0 | 0 | 0 | 0 | 0 | 0 | 0 | 0 | 0 | 0 | 0 | 0 | 0 | 0
17 | DR | D2SOPC1364 | TS10 | TS10 | 0 | 0 | 0 | 0 | 0 | 0 | 0 | 0 | 0 | 0 | 0 | 0 | 0 | 0 | 0 | 0 | 0 | 0 | 0 | 0 | 0 | 0 | 0 | 0 | 0 | 0 | 0 | 0 | 0 | 0 | 0
17 | DR | D2SOPC1364 | TS11 | TS11 | 0 | 0 | 0 | 0 | 0 | 0 | 0 | 0 | 0 | 0 | 0 | 0 | 0 | 0 | 0 | 0 | 0 | 0 | 0 | 0 | 0 | 0 | 0 | 0 | 0 | 0 | 0 | 0 | 0 | 0 | 0
17 | DR | D2SOPC1364 | TS12 | TS12 | 0.11209 | 0.11209 | 0.11209 | 0.11209 | 0.11209 | 0.11209 | 0.11209 | 0.11209 | 0.11209 | 0.11209 | 0.11209 | 0.11209 | 0.11209 | 0.11209 | 0.11209 | 0.11209 | 0.11209 | 0.11209 | 0.11209 | 0.11209 | 0.11209 | 0.11209 | 0.11209 | 0.11209 | 0.11209 | 0.11209 | 0.11209 | 0.11209 | 0.11209 | 0.11209 | 0.11209
17 | DR | D2SOPC1364 | TS13 | TS13 | 0.45319 | 0.45319 | 0.45319 | 0.45319 | 0.45319 | 0.45319 | 0.45319 | 0.45319 | 0.45319 | 0.45319 | 0.45319 | 0.45319 | 0.45319 | 0.45319 | 0.45319 | 0.45319 | 0.45319 | 0.45319 | 0.45319 | 0.45319 | 0.45319 | 0.45319 | 0.45319 | 0.45319 | 0.45319 | 0.45319 | 0.45319 | 0.45319 | 0.45319 | 0.45319 | 0.45319
17 | DR | D2SOPC1364 | TS14 | TS14 | 0.65742 | 0.65742 | 0.65742 | 0.65742 | 0.65742 | 0.65742 | 0.65742 | 0.65742 | 0.65742 | 0.65742 | 0.65742 | 0.65742 | 0.65742 | 0.65742 | 0.65742 | 0.65742 | 0.65742 | 0.65742 | 0.65742 | 0.65742 | 0.65742 | 0.65742 | 0.65742 | 0.65742 | 0.65742 | 0.65742 | 0.65742 | 0.65742 | 0.65742 | 0.65742 | 0.65742
17 | DR | D2SOPC1364 | TS15 | TS15 | 0.63979 | 0.63979 | 0.63979 | 0.63979 | 0.63979 | 0.63979 | 0.63979 | 0.63979 | 0.63979 | 0.63979 | 0.63979 | 0.63979 | 0.63979 | 0.63979 | 0.63979 | 0.63979 | 0.63979 | 0.63979 | 0.63979 | 0.63979 | 0.63979 | 0.63979 | 0.63979 | 0.63979 | 0.63979 | 0.63979 | 0.63979 | 0.63979 | 0.63979 | 0.63979 | 0.63979
17 | DR | D2SOPC1364 | TS16 | TS16 | 0.44451 | 0.44451 | 0.44451 | 0.44451 | 0.44451 | 0.44451 | 0.44451 | 0.44451 | 0.44451 | 0.44451 | 0.44451 | 0.44451 | 0.44451 | 0.44451 | 0.44451 | 0.44451 | 0.44451 | 0.44451 | 0.44451 | 0.44451 | 0.44451 | 0.44451 | 0.44451 | 0.44451 | 0.44451 | 0.44451 | 0.44451 | 0.44451 | 0.44451 | 0.44451 | 0.44451
17 | DR | D2SOPC1364 | TS17 | TS17 | 0.13575 | 0.13575 | 0.13575 | 0.13575 | 0.13575 | 0.13575 | 0.13575 | 0.13575 | 0.13575 | 0.13575 | 0.13575 | 0.13575 | 0.13575 | 0.13575 | 0.13575 | 0.13575 | 0.13575 | 0.13575 | 0.13575 | 0.13575 | 0.13575 | 0.13575 | 0.13575 | 0.13575 | 0.13575 | 0.13575 | 0.13575 | 0.13575 | 0.13575 | 0.13575 | 0.13575
17 | DR | D2SOPC1364 | TS18 | TS18 | 0.00085 | 0.00085 | 0.00085 | 0.00085 | 0.00085 | 0.00085 | 0.00085 | 0.00085 | 0.00085 | 0.00085 | 0.00085 | 0.00085 | 0.00085 | 0.00085 | 0.00085 | 0.00085 | 0.00085 | 0.00085 | 0.00085 | 0.00085 | 0.00085 | 0.00085 | 0.00085 | 0.00085 | 0.00085 | 0.00085 | 0.00085 | 0.00085 | 0.00085 | 0.00085 | 0.00085
17 | DR | D2SOPC1364 | TS19 | TS19 | 0 | 0 | 0 | 0 | 0 | 0 | 0 | 0 | 0 | 0 | 0 | 0 | 0 | 0 | 0 | 0 | 0 | 0 | 0 | 0 | 0 | 0 | 0 | 0 | 0 | 0 | 0 | 0 | 0 | 0 | 0
17 | DR | D2SOPC1364 | TS20 | TS20 | 0 | 0 | 0 | 0 | 0 | 0 | 0 | 0 | 0 | 0 | 0 | 0 | 0 | 0 | 0 | 0 | 0 | 0 | 0 | 0 | 0 | 0 | 0 | 0 | 0 | 0 | 0 | 0 | 0 | 0 | 0
17 | DR | D2SOPC1364 | TS21 | TS21 | 0.00018 | 0.00018 | 0.00018 | 0.00018 | 0.00018 | 0.00018 | 0.00018 | 0.00018 | 0.00018 | 0.00018 | 0.00018 | 0.00018 | 0.00018 | 0.00018 | 0.00018 | 0.00018 | 0.00018 | 0.00018 | 0.00018 | 0.00018 | 0.00018 | 0.00018 | 0.00018 | 0.00018 | 0.00018 | 0.00018 | 0.00018 | 0.00018 | 0.00018 | 0.00018 | 0.00018
17 | DR | D2SOPC1364 | TS22 | TS22 | 0.13687 | 0.13687 | 0.13687 | 0.13687 | 0.13687 | 0.13687 | 0.13687 | 0.13687 | 0.13687 | 0.13687 | 0.13687 | 0.13687 | 0.13687 | 0.13687 | 0.13687 | 0.13687 | 0.13687 | 0.13687 | 0.13687 | 0.13687 | 0.13687 | 0.13687 | 0.13687 | 0.13687 | 0.13687 | 0.13687 | 0.13687 | 0.13687 | 0.13687 | 0.13687 | 0.13687
17 | DR | D2SOPC1364 | TS23 | TS23 | 0.52403 | 0.52403 | 0.52403 | 0.52403 | 0.52403 | 0.52403 | 0.52403 | 0.52403 | 0.52403 | 0.52403 | 0.52403 | 0.52403 | 0.52403 | 0.52403 | 0.52403 | 0.52403 | 0.52403 | 0.52403 | 0.52403 | 0.52403 | 0.52403 | 0.52403 | 0.52403 | 0.52403 | 0.52403 | 0.52403 | 0.52403 | 0.52403 | 0.52403 | 0.52403 | 0.52403
17 | DR | D2SOPC1364 | TS24 | TS24 | 0.72948 | 0.72948 | 0.72948 | 0.72948 | 0.72948 | 0.72948 | 0.72948 | 0.72948 | 0.72948 | 0.72948 | 0.72948 | 0.72948 | 0.72948 | 0.72948 | 0.72948 | 0.72948 | 0.72948 | 0.72948 | 0.72948 | 0.72948 | 0.72948 | 0.72948 | 0.72948 | 0.72948 | 0.72948 | 0.72948 | 0.72948 | 0.72948 | 0.72948 | 0.72948 | 0.72948
17 | DR | D2SOPC1364 | TS25 | TS25 | 0.71475 | 0.71475 | 0.71475 | 0.71475 | 0.71475 | 0.71475 | 0.71475 | 0.71475 | 0.71475 | 0.71475 | 0.71475 | 0.71475 | 0.71475 | 0.71475 | 0.71475 | 0.71475 | 0.71475 | 0.71475 | 0.71475 | 0.71475 | 0.71475 | 0.71475 | 0.71475 | 0.71475 | 0.71475 | 0.71475 | 0.71475 | 0.71475 | 0.71475 | 0.71475 | 0.71475
17 | DR | D2SOPC1364 | TS26 | TS26 | 0.50828 | 0.50828 | 0.50828 | 0.50828 | 0.50828 | 0.50828 | 0.50828 | 0.50828 | 0.50828 | 0.50828 | 0.50828 | 0.50828 | 0.50828 | 0.50828 | 0.50828 | 0.50828 | 0.50828 | 0.50828 | 0.50828 | 0.50828 | 0.50828 | 0.50828 | 0.50828 | 0.50828 | 0.50828 | 0.50828 | 0.50828 | 0.50828 | 0.50828 | 0.50828 | 0.50828
17 | DR | D2SOPC1364 | TS27 | TS27 | 0.16888 | 0.16888 | 0.16888 | 0.16888 | 0.16888 | 0.16888 | 0.16888 | 0.16888 | 0.16888 | 0.16888 | 0.16888 | 0.16888 | 0.16888 | 0.16888 | 0.16888 | 0.16888 | 0.16888 | 0.16888 | 0.16888 | 0.16888 | 0.16888 | 0.16888 | 0.16888 | 0.16888 | 0.16888 | 0.16888 | 0.16888 | 0.16888 | 0.16888 | 0.16888 | 0.16888
17 | DR | D2SOPC1364 | TS28 | TS28 | 0.00403 | 0.00403 | 0.00403 | 0.00403 | 0.00403 | 0.00403 | 0.00403 | 0.00403 | 0.00403 | 0.00403 | 0.00403 | 0.00403 | 0.00403 | 0.00403 | 0.00403 | 0.00403 | 0.00403 | 0.00403 | 0.00403 | 0.00403 | 0.00403 | 0.00403 | 0.00403 | 0.00403 | 0.00403 | 0.00403 | 0.00403 | 0.00403 | 0.00403 | 0.00403 | 0.00403
17 | DR | D2SOPC1364 | TS29 | TS29 | 0 | 0 | 0 | 0 | 0 | 0 | 0 | 0 | 0 | 0 | 0 | 0 | 0 | 0 | 0 | 0 | 0 | 0 | 0 | 0 | 0 | 0 | 0 | 0 | 0 | 0 | 0 | 0 | 0 | 0 | 0
17 | DR | D2SOPC1364 | TS30 | TS30 | 0 | 0 | 0 | 0 | 0 | 0 | 0 | 0 | 0 | 0 | 0 | 0 | 0 | 0 | 0 | 0 | 0 | 0 | 0 | 0 | 0 | 0 | 0 | 0 | 0 | 0 | 0 | 0 | 0 | 0 | 0
17 | DR | D2SOPC1364 | TS31 | TS31 | 0.00296 | 0.00296 | 0.00296 | 0.00296 | 0.00296 | 0.00296 | 0.00296 | 0.00296 | 0.00296 | 0.00296 | 0.00296 | 0.00296 | 0.00296 | 0.00296 | 0.00296 | 0.00296 | 0.00296 | 0.00296 | 0.00296 | 0.00296 | 0.00296 | 0.00296 | 0.00296 | 0.00296 | 0.00296 | 0.00296 | 0.00296 | 0.00296 | 0.00296 | 0.00296 | 0.00296
17 | DR | D2SOPC1364 | TS32 | TS32 | 0.21191 | 0.21191 | 0.21191 | 0.21191 | 0.21191 | 0.21191 | 0.21191 | 0.21191 | 0.21191 | 0.21191 | 0.21191 | 0.21191 | 0.21191 | 0.21191 | 0.21191 | 0.21191 | 0.21191 | 0.21191 | 0.21191 | 0.21191 | 0.21191 | 0.21191 | 0.21191 | 0.21191 | 0.21191 | 0.21191 | 0.21191 | 0.21191 | 0.21191 | 0.21191 | 0.21191
17 | DR | D2SOPC1364 | TS33 | TS33 | 0.51795 | 0.51795 | 0.51795 | 0.51795 | 0.51795 | 0.51795 | 0.51795 | 0.51795 | 0.51795 | 0.51795 | 0.51795 | 0.51795 | 0.51795 | 0.51795 | 0.51795 | 0.51795 | 0.51795 | 0.51795 | 0.51795 | 0.51795 | 0.51795 | 0.51795 | 0.51795 | 0.51795 | 0.51795 | 0.51795 | 0.51795 | 0.51795 | 0.51795 | 0.51795 | 0.51795
17 | DR | D2SOPC1364 | TS34 | TS34 | 0.67746 | 0.67746 | 0.67746 | 0.67746 | 0.67746 | 0.67746 | 0.67746 | 0.67746 | 0.67746 | 0.67746 | 0.67746 | 0.67746 | 0.67746 | 0.67746 | 0.67746 | 0.67746 | 0.67746 | 0.67746 | 0.67746 | 0.67746 | 0.67746 | 0.67746 | 0.67746 | 0.67746 | 0.67746 | 0.67746 | 0.67746 | 0.67746 | 0.67746 | 0.67746 | 0.67746
17 | DR | D2SOPC1364 | TS35 | TS35 | 0.65185 | 0.65185 | 0.65185 | 0.65185 | 0.65185 | 0.65185 | 0.65185 | 0.65185 | 0.65185 | 0.65185 | 0.65185 | 0.65185 | 0.65185 | 0.65185 | 0.65185 | 0.65185 | 0.65185 | 0.65185 | 0.65185 | 0.65185 | 0.65185 | 0.65185 | 0.65185 | 0.65185 | 0.65185 | 0.65185 | 0.65185 | 0.65185 | 0.65185 | 0.65185 | 0.65185
17 | DR | D2SOPC1364 | TS36 | TS36 | 0.4786 | 0.4786 | 0.4786 | 0.4786 | 0.4786 | 0.4786 | 0.4786 | 0.4786 | 0.4786 | 0.4786 | 0.4786 | 0.4786 | 0.4786 | 0.4786 | 0.4786 | 0.4786 | 0.4786 | 0.4786 | 0.4786 | 0.4786 | 0.4786 | 0.4786 | 0.4786 | 0.4786 | 0.4786 | 0.4786 | 0.4786 | 0.4786 | 0.4786 | 0.4786 | 0.4786
17 | DR | D2SOPC1364 | TS37 | TS37 | 0.17484 | 0.17484 | 0.17484 | 0.17484 | 0.17484 | 0.17484 | 0.17484 | 0.17484 | 0.17484 | 0.17484 | 0.17484 | 0.17484 | 0.17484 | 0.17484 | 0.17484 | 0.17484 | 0.17484 | 0.17484 | 0.17484 | 0.17484 | 0.17484 | 0.17484 | 0.17484 | 0.17484 | 0.17484 | 0.17484 | 0.17484 | 0.17484 | 0.17484 | 0.17484 | 0.17484
17 | DR | D2SOPC1364 | TS38 | TS38 | 0.00823 | 0.00823 | 0.00823 | 0.00823 | 0.00823 | 0.00823 | 0.00823 | 0.00823 | 0.00823 | 0.00823 | 0.00823 | 0.00823 | 0.00823 | 0.00823 | 0.00823 | 0.00823 | 0.00823 | 0.00823 | 0.00823 | 0.00823 | 0.00823 | 0.00823 | 0.00823 | 0.00823 | 0.00823 | 0.00823 | 0.00823 | 0.00823 | 0.00823 | 0.00823 | 0.00823
17 | DR | D2SOPC1364 | TS39 | TS39 | 0 | 0 | 0 | 0 | 0 | 0 | 0 | 0 | 0 | 0 | 0 | 0 | 0 | 0 | 0 | 0 | 0 | 0 | 0 | 0 | 0 | 0 | 0 | 0 | 0 | 0 | 0 | 0 | 0 | 0 | 0
17 | DR | D2SOPC1364 | TS40 | TS40 | 0 | 0 | 0 | 0 | 0 | 0 | 0 | 0 | 0 | 0 | 0 | 0 | 0 | 0 | 0 | 0 | 0 | 0 | 0 | 0 | 0 | 0 | 0 | 0 | 0 | 0 | 0 | 0 | 0 | 0 | 0
18 | DR | D2SOPC1367 |  | [DRC,D2SOPC1367,*,*] : | 2020 | 2021 | 2022 | 2023 | 2024 | 2025 | 2026 | 2027 | 2028 | 2029 | 2030 | 2031 | 2032 | 2033 | 2034 | 2035 | 2036 | 2037 | 2038 | 2039 | 2040 | 2041 | 2042 | 2043 | 2044 | 2045 | 2046 | 2047 | 2048 | 2049 | 2050 :=
18 | DR | D2SOPC1367 | TS01 | TS01 | 0.0003 | 0.0003 | 0.0003 | 0.0003 | 0.0003 | 0.0003 | 0.0003 | 0.0003 | 0.0003 | 0.0003 | 0.0003 | 0.0003 | 0.0003 | 0.0003 | 0.0003 | 0.0003 | 0.0003 | 0.0003 | 0.0003 | 0.0003 | 0.0003 | 0.0003 | 0.0003 | 0.0003 | 0.0003 | 0.0003 | 0.0003 | 0.0003 | 0.0003 | 0.0003 | 0.0003
18 | DR | D2SOPC1367 | TS02 | TS02 | 0.11621 | 0.11621 | 0.11621 | 0.11621 | 0.11621 | 0.11621 | 0.11621 | 0.11621 | 0.11621 | 0.11621 | 0.11621 | 0.11621 | 0.11621 | 0.11621 | 0.11621 | 0.11621 | 0.11621 | 0.11621 | 0.11621 | 0.11621 | 0.11621 | 0.11621 | 0.11621 | 0.11621 | 0.11621 | 0.11621 | 0.11621 | 0.11621 | 0.11621 | 0.11621 | 0.11621
18 | DR | D2SOPC1367 | TS03 | TS03 | 0.40718 | 0.40718 | 0.40718 | 0.40718 | 0.40718 | 0.40718 | 0.40718 | 0.40718 | 0.40718 | 0.40718 | 0.40718 | 0.40718 | 0.40718 | 0.40718 | 0.40718 | 0.40718 | 0.40718 | 0.40718 | 0.40718 | 0.40718 | 0.40718 | 0.40718 | 0.40718 | 0.40718 | 0.40718 | 0.40718 | 0.40718 | 0.40718 | 0.40718 | 0.40718 | 0.40718
18 | DR | D2SOPC1367 | TS04 | TS04 | 0.60106 | 0.60106 | 0.60106 | 0.60106 | 0.60106 | 0.60106 | 0.60106 | 0.60106 | 0.60106 | 0.60106 | 0.60106 | 0.60106 | 0.60106 | 0.60106 | 0.60106 | 0.60106 | 0.60106 | 0.60106 | 0.60106 | 0.60106 | 0.60106 | 0.60106 | 0.60106 | 0.60106 | 0.60106 | 0.60106 | 0.60106 | 0.60106 | 0.60106 | 0.60106 | 0.60106
18 | DR | D2SOPC1367 | TS05 | TS05 | 0.61103 | 0.61103 | 0.61103 | 0.61103 | 0.61103 | 0.61103 | 0.61103 | 0.61103 | 0.61103 | 0.61103 | 0.61103 | 0.61103 | 0.61103 | 0.61103 | 0.61103 | 0.61103 | 0.61103 | 0.61103 | 0.61103 | 0.61103 | 0.61103 | 0.61103 | 0.61103 | 0.61103 | 0.61103 | 0.61103 | 0.61103 | 0.61103 | 0.61103 | 0.61103 | 0.61103
18 | DR | D2SOPC1367 | TS06 | TS06 | 0.48931 | 0.48931 | 0.48931 | 0.48931 | 0.48931 | 0.48931 | 0.48931 | 0.48931 | 0.48931 | 0.48931 | 0.48931 | 0.48931 | 0.48931 | 0.48931 | 0.48931 | 0.48931 | 0.48931 | 0.48931 | 0.48931 | 0.48931 | 0.48931 | 0.48931 | 0.48931 | 0.48931 | 0.48931 | 0.48931 | 0.48931 | 0.48931 | 0.48931 | 0.48931 | 0.48931
18 | DR | D2SOPC1367 | TS07 | TS07 | 0.20626 | 0.20626 | 0.20626 | 0.20626 | 0.20626 | 0.20626 | 0.20626 | 0.20626 | 0.20626 | 0.20626 | 0.20626 | 0.20626 | 0.20626 | 0.20626 | 0.20626 | 0.20626 | 0.20626 | 0.20626 | 0.20626 | 0.20626 | 0.20626 | 0.20626 | 0.20626 | 0.20626 | 0.20626 | 0.20626 | 0.20626 | 0.20626 | 0.20626 | 0.20626 | 0.20626
18 | DR | D2SOPC1367 | TS08 | TS08 | 0.01009 | 0.01009 | 0.01009 | 0.01009 | 0.01009 | 0.01009 | 0.01009 | 0.01009 | 0.01009 | 0.01009 | 0.01009 | 0.01009 | 0.01009 | 0.01009 | 0.01009 | 0.01009 | 0.01009 | 0.01009 | 0.01009 | 0.01009 | 0.01009 | 0.01009 | 0.01009 | 0.01009 | 0.01009 | 0.01009 | 0.01009 | 0.01009 | 0.01009 | 0.01009 | 0.01009
18 | DR | D2SOPC1367 | TS09 | TS09 | 0 | 0 | 0 | 0 | 0 | 0 | 0 | 0 | 0 | 0 | 0 | 0 | 0 | 0 | 0 | 0 | 0 | 0 | 0 | 0 | 0 | 0 | 0 | 0 | 0 | 0 | 0 | 0 | 0 | 0 | 0
18 | DR | D2SOPC1367 | TS10 | TS10 | 0 | 0 | 0 | 0 | 0 | 0 | 0 | 0 | 0 | 0 | 0 | 0 | 0 | 0 | 0 | 0 | 0 | 0 | 0 | 0 | 0 | 0 | 0 | 0 | 0 | 0 | 0 | 0 | 0 | 0 | 0
18 | DR | D2SOPC1367 | TS11 | TS11 | 0 | 0 | 0 | 0 | 0 | 0 | 0 | 0 | 0 | 0 | 0 | 0 | 0 | 0 | 0 | 0 | 0 | 0 | 0 | 0 | 0 | 0 | 0 | 0 | 0 | 0 | 0 | 0 | 0 | 0 | 0
18 | DR | D2SOPC1367 | TS12 | TS12 | 0.10703 | 0.10703 | 0.10703 | 0.10703 | 0.10703 | 0.10703 | 0.10703 | 0.10703 | 0.10703 | 0.10703 | 0.10703 | 0.10703 | 0.10703 | 0.10703 | 0.10703 | 0.10703 | 0.10703 | 0.10703 | 0.10703 | 0.10703 | 0.10703 | 0.10703 | 0.10703 | 0.10703 | 0.10703 | 0.10703 | 0.10703 | 0.10703 | 0.10703 | 0.10703 | 0.10703
18 | DR | D2SOPC1367 | TS13 | TS13 | 0.44808 | 0.44808 | 0.44808 | 0.44808 | 0.44808 | 0.44808 | 0.44808 | 0.44808 | 0.44808 | 0.44808 | 0.44808 | 0.44808 | 0.44808 | 0.44808 | 0.44808 | 0.44808 | 0.44808 | 0.44808 | 0.44808 | 0.44808 | 0.44808 | 0.44808 | 0.44808 | 0.44808 | 0.44808 | 0.44808 | 0.44808 | 0.44808 | 0.44808 | 0.44808 | 0.44808
18 | DR | D2SOPC1367 | TS14 | TS14 | 0.64913 | 0.64913 | 0.64913 | 0.64913 | 0.64913 | 0.64913 | 0.64913 | 0.64913 | 0.64913 | 0.64913 | 0.64913 | 0.64913 | 0.64913 | 0.64913 | 0.64913 | 0.64913 | 0.64913 | 0.64913 | 0.64913 | 0.64913 | 0.64913 | 0.64913 | 0.64913 | 0.64913 | 0.64913 | 0.64913 | 0.64913 | 0.64913 | 0.64913 | 0.64913 | 0.64913
18 | DR | D2SOPC1367 | TS15 | TS15 | 0.62891 | 0.62891 | 0.62891 | 0.62891 | 0.62891 | 0.62891 | 0.62891 | 0.62891 | 0.62891 | 0.62891 | 0.62891 | 0.62891 | 0.62891 | 0.62891 | 0.62891 | 0.62891 | 0.62891 | 0.62891 | 0.62891 | 0.62891 | 0.62891 | 0.62891 | 0.62891 | 0.62891 | 0.62891 | 0.62891 | 0.62891 | 0.62891 | 0.62891 | 0.62891 | 0.62891
18 | DR | D2SOPC1367 | TS16 | TS16 | 0.43189 | 0.43189 | 0.43189 | 0.43189 | 0.43189 | 0.43189 | 0.43189 | 0.43189 | 0.43189 | 0.43189 | 0.43189 | 0.43189 | 0.43189 | 0.43189 | 0.43189 | 0.43189 | 0.43189 | 0.43189 | 0.43189 | 0.43189 | 0.43189 | 0.43189 | 0.43189 | 0.43189 | 0.43189 | 0.43189 | 0.43189 | 0.43189 | 0.43189 | 0.43189 | 0.43189
18 | DR | D2SOPC1367 | TS17 | TS17 | 0.12803 | 0.12803 | 0.12803 | 0.12803 | 0.12803 | 0.12803 | 0.12803 | 0.12803 | 0.12803 | 0.12803 | 0.12803 | 0.12803 | 0.12803 | 0.12803 | 0.12803 | 0.12803 | 0.12803 | 0.12803 | 0.12803 | 0.12803 | 0.12803 | 0.12803 | 0.12803 | 0.12803 | 0.12803 | 0.12803 | 0.12803 | 0.12803 | 0.12803 | 0.12803 | 0.12803
18 | DR | D2SOPC1367 | TS18 | TS18 | 0.00065 | 0.00065 | 0.00065 | 0.00065 | 0.00065 | 0.00065 | 0.00065 | 0.00065 | 0.00065 | 0.00065 | 0.00065 | 0.00065 | 0.00065 | 0.00065 | 0.00065 | 0.00065 | 0.00065 | 0.00065 | 0.00065 | 0.00065 | 0.00065 | 0.00065 | 0.00065 | 0.00065 | 0.00065 | 0.00065 | 0.00065 | 0.00065 | 0.00065 | 0.00065 | 0.00065
18 | DR | D2SOPC1367 | TS19 | TS19 | 0 | 0 | 0 | 0 | 0 | 0 | 0 | 0 | 0 | 0 | 0 | 0 | 0 | 0 | 0 | 0 | 0 | 0 | 0 | 0 | 0 | 0 | 0 | 0 | 0 | 0 | 0 | 0 | 0 | 0 | 0
18 | DR | D2SOPC1367 | TS20 | TS20 | 0 | 0 | 0 | 0 | 0 | 0 | 0 | 0 | 0 | 0 | 0 | 0 | 0 | 0 | 0 | 0 | 0 | 0 | 0 | 0 | 0 | 0 | 0 | 0 | 0 | 0 | 0 | 0 | 0 | 0 | 0
18 | DR | D2SOPC1367 | TS21 | TS21 | 0.00013 | 0.00013 | 0.00013 | 0.00013 | 0.00013 | 0.00013 | 0.00013 | 0.00013 | 0.00013 | 0.00013 | 0.00013 | 0.00013 | 0.00013 | 0.00013 | 0.00013 | 0.00013 | 0.00013 | 0.00013 | 0.00013 | 0.00013 | 0.00013 | 0.00013 | 0.00013 | 0.00013 | 0.00013 | 0.00013 | 0.00013 | 0.00013 | 0.00013 | 0.00013 | 0.00013
18 | DR | D2SOPC1367 | TS22 | TS22 | 0.13154 | 0.13154 | 0.13154 | 0.13154 | 0.13154 | 0.13154 | 0.13154 | 0.13154 | 0.13154 | 0.13154 | 0.13154 | 0.13154 | 0.13154 | 0.13154 | 0.13154 | 0.13154 | 0.13154 | 0.13154 | 0.13154 | 0.13154 | 0.13154 | 0.13154 | 0.13154 | 0.13154 | 0.13154 | 0.13154 | 0.13154 | 0.13154 | 0.13154 | 0.13154 | 0.13154
18 | DR | D2SOPC1367 | TS23 | TS23 | 0.51888 | 0.51888 | 0.51888 | 0.51888 | 0.51888 | 0.51888 | 0.51888 | 0.51888 | 0.51888 | 0.51888 | 0.51888 | 0.51888 | 0.51888 | 0.51888 | 0.51888 | 0.51888 | 0.51888 | 0.51888 | 0.51888 | 0.51888 | 0.51888 | 0.51888 | 0.51888 | 0.51888 | 0.51888 | 0.51888 | 0.51888 | 0.51888 | 0.51888 | 0.51888 | 0.51888
18 | DR | D2SOPC1367 | TS24 | TS24 | 0.7261 | 0.7261 | 0.7261 | 0.7261 | 0.7261 | 0.7261 | 0.7261 | 0.7261 | 0.7261 | 0.7261 | 0.7261 | 0.7261 | 0.7261 | 0.7261 | 0.7261 | 0.7261 | 0.7261 | 0.7261 | 0.7261 | 0.7261 | 0.7261 | 0.7261 | 0.7261 | 0.7261 | 0.7261 | 0.7261 | 0.7261 | 0.7261 | 0.7261 | 0.7261 | 0.7261
18 | DR | D2SOPC1367 | TS25 | TS25 | 0.71007 | 0.71007 | 0.71007 | 0.71007 | 0.71007 | 0.71007 | 0.71007 | 0.71007 | 0.71007 | 0.71007 | 0.71007 | 0.71007 | 0.71007 | 0.71007 | 0.71007 | 0.71007 | 0.71007 | 0.71007 | 0.71007 | 0.71007 | 0.71007 | 0.71007 | 0.71007 | 0.71007 | 0.71007 | 0.71007 | 0.71007 | 0.71007 | 0.71007 | 0.71007 | 0.71007
18 | DR | D2SOPC1367 | TS26 | TS26 | 0.50066 | 0.50066 | 0.50066 | 0.50066 | 0.50066 | 0.50066 | 0.50066 | 0.50066 | 0.50066 | 0.50066 | 0.50066 | 0.50066 | 0.50066 | 0.50066 | 0.50066 | 0.50066 | 0.50066 | 0.50066 | 0.50066 | 0.50066 | 0.50066 | 0.50066 | 0.50066 | 0.50066 | 0.50066 | 0.50066 | 0.50066 | 0.50066 | 0.50066 | 0.50066 | 0.50066
18 | DR | D2SOPC1367 | TS27 | TS27 | 0.16221 | 0.16221 | 0.16221 | 0.16221 | 0.16221 | 0.16221 | 0.16221 | 0.16221 | 0.16221 | 0.16221 | 0.16221 | 0.16221 | 0.16221 | 0.16221 | 0.16221 | 0.16221 | 0.16221 | 0.16221 | 0.16221 | 0.16221 | 0.16221 | 0.16221 | 0.16221 | 0.16221 | 0.16221 | 0.16221 | 0.16221 | 0.16221 | 0.16221 | 0.16221 | 0.16221
18 | DR | D2SOPC1367 | TS28 | TS28 | 0.00288 | 0.00288 | 0.00288 | 0.00288 | 0.00288 | 0.00288 | 0.00288 | 0.00288 | 0.00288 | 0.00288 | 0.00288 | 0.00288 | 0.00288 | 0.00288 | 0.00288 | 0.00288 | 0.00288 | 0.00288 | 0.00288 | 0.00288 | 0.00288 | 0.00288 | 0.00288 | 0.00288 | 0.00288 | 0.00288 | 0.00288 | 0.00288 | 0.00288 | 0.00288 | 0.00288
18 | DR | D2SOPC1367 | TS29 | TS29 | 0 | 0 | 0 | 0 | 0 | 0 | 0 | 0 | 0 | 0 | 0 | 0 | 0 | 0 | 0 | 0 | 0 | 0 | 0 | 0 | 0 | 0 | 0 | 0 | 0 | 0 | 0 | 0 | 0 | 0 | 0
18 | DR | D2SOPC1367 | TS30 | TS30 | 0 | 0 | 0 | 0 | 0 | 0 | 0 | 0 | 0 | 0 | 0 | 0 | 0 | 0 | 0 | 0 | 0 | 0 | 0 | 0 | 0 | 0 | 0 | 0 | 0 | 0 | 0 | 0 | 0 | 0 | 0
18 | DR | D2SOPC1367 | TS31 | TS31 | 0.00234 | 0.00234 | 0.00234 | 0.00234 | 0.00234 | 0.00234 | 0.00234 | 0.00234 | 0.00234 | 0.00234 | 0.00234 | 0.00234 | 0.00234 | 0.00234 | 0.00234 | 0.00234 | 0.00234 | 0.00234 | 0.00234 | 0.00234 | 0.00234 | 0.00234 | 0.00234 | 0.00234 | 0.00234 | 0.00234 | 0.00234 | 0.00234 | 0.00234 | 0.00234 | 0.00234
18 | DR | D2SOPC1367 | TS32 | TS32 | 0.20893 | 0.20893 | 0.20893 | 0.20893 | 0.20893 | 0.20893 | 0.20893 | 0.20893 | 0.20893 | 0.20893 | 0.20893 | 0.20893 | 0.20893 | 0.20893 | 0.20893 | 0.20893 | 0.20893 | 0.20893 | 0.20893 | 0.20893 | 0.20893 | 0.20893 | 0.20893 | 0.20893 | 0.20893 | 0.20893 | 0.20893 | 0.20893 | 0.20893 | 0.20893 | 0.20893
18 | DR | D2SOPC1367 | TS33 | TS33 | 0.51883 | 0.51883 | 0.51883 | 0.51883 | 0.51883 | 0.51883 | 0.51883 | 0.51883 | 0.51883 | 0.51883 | 0.51883 | 0.51883 | 0.51883 | 0.51883 | 0.51883 | 0.51883 | 0.51883 | 0.51883 | 0.51883 | 0.51883 | 0.51883 | 0.51883 | 0.51883 | 0.51883 | 0.51883 | 0.51883 | 0.51883 | 0.51883 | 0.51883 | 0.51883 | 0.51883
18 | DR | D2SOPC1367 | TS34 | TS34 | 0.67852 | 0.67852 | 0.67852 | 0.67852 | 0.67852 | 0.67852 | 0.67852 | 0.67852 | 0.67852 | 0.67852 | 0.67852 | 0.67852 | 0.67852 | 0.67852 | 0.67852 | 0.67852 | 0.67852 | 0.67852 | 0.67852 | 0.67852 | 0.67852 | 0.67852 | 0.67852 | 0.67852 | 0.67852 | 0.67852 | 0.67852 | 0.67852 | 0.67852 | 0.67852 | 0.67852
18 | DR | D2SOPC1367 | TS35 | TS35 | 0.65269 | 0.65269 | 0.65269 | 0.65269 | 0.65269 | 0.65269 | 0.65269 | 0.65269 | 0.65269 | 0.65269 | 0.65269 | 0.65269 | 0.65269 | 0.65269 | 0.65269 | 0.65269 | 0.65269 | 0.65269 | 0.65269 | 0.65269 | 0.65269 | 0.65269 | 0.65269 | 0.65269 | 0.65269 | 0.65269 | 0.65269 | 0.65269 | 0.65269 | 0.65269 | 0.65269
18 | DR | D2SOPC1367 | TS36 | TS36 | 0.47518 | 0.47518 | 0.47518 | 0.47518 | 0.47518 | 0.47518 | 0.47518 | 0.47518 | 0.47518 | 0.47518 | 0.47518 | 0.47518 | 0.47518 | 0.47518 | 0.47518 | 0.47518 | 0.47518 | 0.47518 | 0.47518 | 0.47518 | 0.47518 | 0.47518 | 0.47518 | 0.47518 | 0.47518 | 0.47518 | 0.47518 | 0.47518 | 0.47518 | 0.47518 | 0.47518
18 | DR | D2SOPC1367 | TS37 | TS37 | 0.17282 | 0.17282 | 0.17282 | 0.17282 | 0.17282 | 0.17282 | 0.17282 | 0.17282 | 0.17282 | 0.17282 | 0.17282 | 0.17282 | 0.17282 | 0.17282 | 0.17282 | 0.17282 | 0.17282 | 0.17282 | 0.17282 | 0.17282 | 0.17282 | 0.17282 | 0.17282 | 0.17282 | 0.17282 | 0.17282 | 0.17282 | 0.17282 | 0.17282 | 0.17282 | 0.17282
18 | DR | D2SOPC1367 | TS38 | TS38 | 0.00628 | 0.00628 | 0.00628 | 0.00628 | 0.00628 | 0.00628 | 0.00628 | 0.00628 | 0.00628 | 0.00628 | 0.00628 | 0.00628 | 0.00628 | 0.00628 | 0.00628 | 0.00628 | 0.00628 | 0.00628 | 0.00628 | 0.00628 | 0.00628 | 0.00628 | 0.00628 | 0.00628 | 0.00628 | 0.00628 | 0.00628 | 0.00628 | 0.00628 | 0.00628 | 0.00628
18 | DR | D2SOPC1367 | TS39 | TS39 | 0 | 0 | 0 | 0 | 0 | 0 | 0 | 0 | 0 | 0 | 0 | 0 | 0 | 0 | 0 | 0 | 0 | 0 | 0 | 0 | 0 | 0 | 0 | 0 | 0 | 0 | 0 | 0 | 0 | 0 | 0
18 | DR | D2SOPC1367 | TS40 | TS40 | 0 | 0 | 0 | 0 | 0 | 0 | 0 | 0 | 0 | 0 | 0 | 0 | 0 | 0 | 0 | 0 | 0 | 0 | 0 | 0 | 0 | 0 | 0 | 0 | 0 | 0 | 0 | 0 | 0 | 0 | 0
19 | DR | D2SOPC1331 |  | [DRC,D2SOPC1331,*,*] : | 2020 | 2021 | 2022 | 2023 | 2024 | 2025 | 2026 | 2027 | 2028 | 2029 | 2030 | 2031 | 2032 | 2033 | 2034 | 2035 | 2036 | 2037 | 2038 | 2039 | 2040 | 2041 | 2042 | 2043 | 2044 | 2045 | 2046 | 2047 | 2048 | 2049 | 2050 :=
19 | DR | D2SOPC1331 | TS01 | TS01 | 2e-05 | 2e-05 | 2e-05 | 2e-05 | 2e-05 | 2e-05 | 2e-05 | 2e-05 | 2e-05 | 2e-05 | 2e-05 | 2e-05 | 2e-05 | 2e-05 | 2e-05 | 2e-05 | 2e-05 | 2e-05 | 2e-05 | 2e-05 | 2e-05 | 2e-05 | 2e-05 | 2e-05 | 2e-05 | 2e-05 | 2e-05 | 2e-05 | 2e-05 | 2e-05 | 2e-05
19 | DR | D2SOPC1331 | TS02 | TS02 | 0.08808 | 0.08808 | 0.08808 | 0.08808 | 0.08808 | 0.08808 | 0.08808 | 0.08808 | 0.08808 | 0.08808 | 0.08808 | 0.08808 | 0.08808 | 0.08808 | 0.08808 | 0.08808 | 0.08808 | 0.08808 | 0.08808 | 0.08808 | 0.08808 | 0.08808 | 0.08808 | 0.08808 | 0.08808 | 0.08808 | 0.08808 | 0.08808 | 0.08808 | 0.08808 | 0.08808
19 | DR | D2SOPC1331 | TS03 | TS03 | 0.36685 | 0.36685 | 0.36685 | 0.36685 | 0.36685 | 0.36685 | 0.36685 | 0.36685 | 0.36685 | 0.36685 | 0.36685 | 0.36685 | 0.36685 | 0.36685 | 0.36685 | 0.36685 | 0.36685 | 0.36685 | 0.36685 | 0.36685 | 0.36685 | 0.36685 | 0.36685 | 0.36685 | 0.36685 | 0.36685 | 0.36685 | 0.36685 | 0.36685 | 0.36685 | 0.36685
19 | DR | D2SOPC1331 | TS04 | TS04 | 0.57063 | 0.57063 | 0.57063 | 0.57063 | 0.57063 | 0.57063 | 0.57063 | 0.57063 | 0.57063 | 0.57063 | 0.57063 | 0.57063 | 0.57063 | 0.57063 | 0.57063 | 0.57063 | 0.57063 | 0.57063 | 0.57063 | 0.57063 | 0.57063 | 0.57063 | 0.57063 | 0.57063 | 0.57063 | 0.57063 | 0.57063 | 0.57063 | 0.57063 | 0.57063 | 0.57063
19 | DR | D2SOPC1331 | TS05 | TS05 | 0.61943 | 0.61943 | 0.61943 | 0.61943 | 0.61943 | 0.61943 | 0.61943 | 0.61943 | 0.61943 | 0.61943 | 0.61943 | 0.61943 | 0.61943 | 0.61943 | 0.61943 | 0.61943 | 0.61943 | 0.61943 | 0.61943 | 0.61943 | 0.61943 | 0.61943 | 0.61943 | 0.61943 | 0.61943 | 0.61943 | 0.61943 | 0.61943 | 0.61943 | 0.61943 | 0.61943
19 | DR | D2SOPC1331 | TS06 | TS06 | 0.50591 | 0.50591 | 0.50591 | 0.50591 | 0.50591 | 0.50591 | 0.50591 | 0.50591 | 0.50591 | 0.50591 | 0.50591 | 0.50591 | 0.50591 | 0.50591 | 0.50591 | 0.50591 | 0.50591 | 0.50591 | 0.50591 | 0.50591 | 0.50591 | 0.50591 | 0.50591 | 0.50591 | 0.50591 | 0.50591 | 0.50591 | 0.50591 | 0.50591 | 0.50591 | 0.50591
19 | DR | D2SOPC1331 | TS07 | TS07 | 0.20174 | 0.20174 | 0.20174 | 0.20174 | 0.20174 | 0.20174 | 0.20174 | 0.20174 | 0.20174 | 0.20174 | 0.20174 | 0.20174 | 0.20174 | 0.20174 | 0.20174 | 0.20174 | 0.20174 | 0.20174 | 0.20174 | 0.20174 | 0.20174 | 0.20174 | 0.20174 | 0.20174 | 0.20174 | 0.20174 | 0.20174 | 0.20174 | 0.20174 | 0.20174 | 0.20174
19 | DR | D2SOPC1331 | TS08 | TS08 | 0.00736 | 0.00736 | 0.00736 | 0.00736 | 0.00736 | 0.00736 | 0.00736 | 0.00736 | 0.00736 | 0.00736 | 0.00736 | 0.00736 | 0.00736 | 0.00736 | 0.00736 | 0.00736 | 0.00736 | 0.00736 | 0.00736 | 0.00736 | 0.00736 | 0.00736 | 0.00736 | 0.00736 | 0.00736 | 0.00736 | 0.00736 | 0.00736 | 0.00736 | 0.00736 | 0.00736
19 | DR | D2SOPC1331 | TS09 | TS09 | 0 | 0 | 0 | 0 | 0 | 0 | 0 | 0 | 0 | 0 | 0 | 0 | 0 | 0 | 0 | 0 | 0 | 0 | 0 | 0 | 0 | 0 | 0 | 0 | 0 | 0 | 0 | 0 | 0 | 0 | 0
19 | DR | D2SOPC1331 | TS10 | TS10 | 0 | 0 | 0 | 0 | 0 | 0 | 0 | 0 | 0 | 0 | 0 | 0 | 0 | 0 | 0 | 0 | 0 | 0 | 0 | 0 | 0 | 0 | 0 | 0 | 0 | 0 | 0 | 0 | 0 | 0 | 0
19 | DR | D2SOPC1331 | TS11 | TS11 | 0 | 0 | 0 | 0 | 0 | 0 | 0 | 0 | 0 | 0 | 0 | 0 | 0 | 0 | 0 | 0 | 0 | 0 | 0 | 0 | 0 | 0 | 0 | 0 | 0 | 0 | 0 | 0 | 0 | 0 | 0
19 | DR | D2SOPC1331 | TS12 | TS12 | 0.09325 | 0.09325 | 0.09325 | 0.09325 | 0.09325 | 0.09325 | 0.09325 | 0.09325 | 0.09325 | 0.09325 | 0.09325 | 0.09325 | 0.09325 | 0.09325 | 0.09325 | 0.09325 | 0.09325 | 0.09325 | 0.09325 | 0.09325 | 0.09325 | 0.09325 | 0.09325 | 0.09325 | 0.09325 | 0.09325 | 0.09325 | 0.09325 | 0.09325 | 0.09325 | 0.09325
19 | DR | D2SOPC1331 | TS13 | TS13 | 0.44353 | 0.44353 | 0.44353 | 0.44353 | 0.44353 | 0.44353 | 0.44353 | 0.44353 | 0.44353 | 0.44353 | 0.44353 | 0.44353 | 0.44353 | 0.44353 | 0.44353 | 0.44353 | 0.44353 | 0.44353 | 0.44353 | 0.44353 | 0.44353 | 0.44353 | 0.44353 | 0.44353 | 0.44353 | 0.44353 | 0.44353 | 0.44353 | 0.44353 | 0.44353 | 0.44353
19 | DR | D2SOPC1331 | TS14 | TS14 | 0.6518 | 0.6518 | 0.6518 | 0.6518 | 0.6518 | 0.6518 | 0.6518 | 0.6518 | 0.6518 | 0.6518 | 0.6518 | 0.6518 | 0.6518 | 0.6518 | 0.6518 | 0.6518 | 0.6518 | 0.6518 | 0.6518 | 0.6518 | 0.6518 | 0.6518 | 0.6518 | 0.6518 | 0.6518 | 0.6518 | 0.6518 | 0.6518 | 0.6518 | 0.6518 | 0.6518
19 | DR | D2SOPC1331 | TS15 | TS15 | 0.65585 | 0.65585 | 0.65585 | 0.65585 | 0.65585 | 0.65585 | 0.65585 | 0.65585 | 0.65585 | 0.65585 | 0.65585 | 0.65585 | 0.65585 | 0.65585 | 0.65585 | 0.65585 | 0.65585 | 0.65585 | 0.65585 | 0.65585 | 0.65585 | 0.65585 | 0.65585 | 0.65585 | 0.65585 | 0.65585 | 0.65585 | 0.65585 | 0.65585 | 0.65585 | 0.65585
19 | DR | D2SOPC1331 | TS16 | TS16 | 0.47383 | 0.47383 | 0.47383 | 0.47383 | 0.47383 | 0.47383 | 0.47383 | 0.47383 | 0.47383 | 0.47383 | 0.47383 | 0.47383 | 0.47383 | 0.47383 | 0.47383 | 0.47383 | 0.47383 | 0.47383 | 0.47383 | 0.47383 | 0.47383 | 0.47383 | 0.47383 | 0.47383 | 0.47383 | 0.47383 | 0.47383 | 0.47383 | 0.47383 | 0.47383 | 0.47383
19 | DR | D2SOPC1331 | TS17 | TS17 | 0.14571 | 0.14571 | 0.14571 | 0.14571 | 0.14571 | 0.14571 | 0.14571 | 0.14571 | 0.14571 | 0.14571 | 0.14571 | 0.14571 | 0.14571 | 0.14571 | 0.14571 | 0.14571 | 0.14571 | 0.14571 | 0.14571 | 0.14571 | 0.14571 | 0.14571 | 0.14571 | 0.14571 | 0.14571 | 0.14571 | 0.14571 | 0.14571 | 0.14571 | 0.14571 | 0.14571
19 | DR | D2SOPC1331 | TS18 | TS18 | 0.00053 | 0.00053 | 0.00053 | 0.00053 | 0.00053 | 0.00053 | 0.00053 | 0.00053 | 0.00053 | 0.00053 | 0.00053 | 0.00053 | 0.00053 | 0.00053 | 0.00053 | 0.00053 | 0.00053 | 0.00053 | 0.00053 | 0.00053 | 0.00053 | 0.00053 | 0.00053 | 0.00053 | 0.00053 | 0.00053 | 0.00053 | 0.00053 | 0.00053 | 0.00053 | 0.00053
19 | DR | D2SOPC1331 | TS19 | TS19 | 0 | 0 | 0 | 0 | 0 | 0 | 0 | 0 | 0 | 0 | 0 | 0 | 0 | 0 | 0 | 0 | 0 | 0 | 0 | 0 | 0 | 0 | 0 | 0 | 0 | 0 | 0 | 0 | 0 | 0 | 0
19 | DR | D2SOPC1331 | TS20 | TS20 | 0 | 0 | 0 | 0 | 0 | 0 | 0 | 0 | 0 | 0 | 0 | 0 | 0 | 0 | 0 | 0 | 0 | 0 | 0 | 0 | 0 | 0 | 0 | 0 | 0 | 0 | 0 | 0 | 0 | 0 | 0
19 | DR | D2SOPC1331 | TS21 | TS21 | 0 | 0 | 0 | 0 | 0 | 0 | 0 | 0 | 0 | 0 | 0 | 0 | 0 | 0 | 0 | 0 | 0 | 0 | 0 | 0 | 0 | 0 | 0 | 0 | 0 | 0 | 0 | 0 | 0 | 0 | 0
19 | DR | D2SOPC1331 | TS22 | TS22 | 0.11462 | 0.11462 | 0.11462 | 0.11462 | 0.11462 | 0.11462 | 0.11462 | 0.11462 | 0.11462 | 0.11462 | 0.11462 | 0.11462 | 0.11462 | 0.11462 | 0.11462 | 0.11462 | 0.11462 | 0.11462 | 0.11462 | 0.11462 | 0.11462 | 0.11462 | 0.11462 | 0.11462 | 0.11462 | 0.11462 | 0.11462 | 0.11462 | 0.11462 | 0.11462 | 0.11462
19 | DR | D2SOPC1331 | TS23 | TS23 | 0.50299 | 0.50299 | 0.50299 | 0.50299 | 0.50299 | 0.50299 | 0.50299 | 0.50299 | 0.50299 | 0.50299 | 0.50299 | 0.50299 | 0.50299 | 0.50299 | 0.50299 | 0.50299 | 0.50299 | 0.50299 | 0.50299 | 0.50299 | 0.50299 | 0.50299 | 0.50299 | 0.50299 | 0.50299 | 0.50299 | 0.50299 | 0.50299 | 0.50299 | 0.50299 | 0.50299
19 | DR | D2SOPC1331 | TS24 | TS24 | 0.7293 | 0.7293 | 0.7293 | 0.7293 | 0.7293 | 0.7293 | 0.7293 | 0.7293 | 0.7293 | 0.7293 | 0.7293 | 0.7293 | 0.7293 | 0.7293 | 0.7293 | 0.7293 | 0.7293 | 0.7293 | 0.7293 | 0.7293 | 0.7293 | 0.7293 | 0.7293 | 0.7293 | 0.7293 | 0.7293 | 0.7293 | 0.7293 | 0.7293 | 0.7293 | 0.7293
19 | DR | D2SOPC1331 | TS25 | TS25 | 0.73344 | 0.73344 | 0.73344 | 0.73344 | 0.73344 | 0.73344 | 0.73344 | 0.73344 | 0.73344 | 0.73344 | 0.73344 | 0.73344 | 0.73344 | 0.73344 | 0.73344 | 0.73344 | 0.73344 | 0.73344 | 0.73344 | 0.73344 | 0.73344 | 0.73344 | 0.73344 | 0.73344 | 0.73344 | 0.73344 | 0.73344 | 0.73344 | 0.73344 | 0.73344 | 0.73344
19 | DR | D2SOPC1331 | TS26 | TS26 | 0.53495 | 0.53495 | 0.53495 | 0.53495 | 0.53495 | 0.53495 | 0.53495 | 0.53495 | 0.53495 | 0.53495 | 0.53495 | 0.53495 | 0.53495 | 0.53495 | 0.53495 | 0.53495 | 0.53495 | 0.53495 | 0.53495 | 0.53495 | 0.53495 | 0.53495 | 0.53495 | 0.53495 | 0.53495 | 0.53495 | 0.53495 | 0.53495 | 0.53495 | 0.53495 | 0.53495
19 | DR | D2SOPC1331 | TS27 | TS27 | 0.17901 | 0.17901 | 0.17901 | 0.17901 | 0.17901 | 0.17901 | 0.17901 | 0.17901 | 0.17901 | 0.17901 | 0.17901 | 0.17901 | 0.17901 | 0.17901 | 0.17901 | 0.17901 | 0.17901 | 0.17901 | 0.17901 | 0.17901 | 0.17901 | 0.17901 | 0.17901 | 0.17901 | 0.17901 | 0.17901 | 0.17901 | 0.17901 | 0.17901 | 0.17901 | 0.17901
19 | DR | D2SOPC1331 | TS28 | TS28 | 0.00191 | 0.00191 | 0.00191 | 0.00191 | 0.00191 | 0.00191 | 0.00191 | 0.00191 | 0.00191 | 0.00191 | 0.00191 | 0.00191 | 0.00191 | 0.00191 | 0.00191 | 0.00191 | 0.00191 | 0.00191 | 0.00191 | 0.00191 | 0.00191 | 0.00191 | 0.00191 | 0.00191 | 0.00191 | 0.00191 | 0.00191 | 0.00191 | 0.00191 | 0.00191 | 0.00191
19 | DR | D2SOPC1331 | TS29 | TS29 | 0 | 0 | 0 | 0 | 0 | 0 | 0 | 0 | 0 | 0 | 0 | 0 | 0 | 0 | 0 | 0 | 0 | 0 | 0 | 0 | 0 | 0 | 0 | 0 | 0 | 0 | 0 | 0 | 0 | 0 | 0
19 | DR | D2SOPC1331 | TS30 | TS30 | 0 | 0 | 0 | 0 | 0 | 0 | 0 | 0 | 0 | 0 | 0 | 0 | 0 | 0 | 0 | 0 | 0 | 0 | 0 | 0 | 0 | 0 | 0 | 0 | 0 | 0 | 0 | 0 | 0 | 0 | 0
19 | DR | D2SOPC1331 | TS31 | TS31 | 0.00091 | 0.00091 | 0.00091 | 0.00091 | 0.00091 | 0.00091 | 0.00091 | 0.00091 | 0.00091 | 0.00091 | 0.00091 | 0.00091 | 0.00091 | 0.00091 | 0.00091 | 0.00091 | 0.00091 | 0.00091 | 0.00091 | 0.00091 | 0.00091 | 0.00091 | 0.00091 | 0.00091 | 0.00091 | 0.00091 | 0.00091 | 0.00091 | 0.00091 | 0.00091 | 0.00091
19 | DR | D2SOPC1331 | TS32 | TS32 | 0.17999 | 0.17999 | 0.17999 | 0.17999 | 0.17999 | 0.17999 | 0.17999 | 0.17999 | 0.17999 | 0.17999 | 0.17999 | 0.17999 | 0.17999 | 0.17999 | 0.17999 | 0.17999 | 0.17999 | 0.17999 | 0.17999 | 0.17999 | 0.17999 | 0.17999 | 0.17999 | 0.17999 | 0.17999 | 0.17999 | 0.17999 | 0.17999 | 0.17999 | 0.17999 | 0.17999
19 | DR | D2SOPC1331 | TS33 | TS33 | 0.50489 | 0.50489 | 0.50489 | 0.50489 | 0.50489 | 0.50489 | 0.50489 | 0.50489 | 0.50489 | 0.50489 | 0.50489 | 0.50489 | 0.50489 | 0.50489 | 0.50489 | 0.50489 | 0.50489 | 0.50489 | 0.50489 | 0.50489 | 0.50489 | 0.50489 | 0.50489 | 0.50489 | 0.50489 | 0.50489 | 0.50489 | 0.50489 | 0.50489 | 0.50489 | 0.50489
19 | DR | D2SOPC1331 | TS34 | TS34 | 0.676 | 0.676 | 0.676 | 0.676 | 0.676 | 0.676 | 0.676 | 0.676 | 0.676 | 0.676 | 0.676 | 0.676 | 0.676 | 0.676 | 0.676 | 0.676 | 0.676 | 0.676 | 0.676 | 0.676 | 0.676 | 0.676 | 0.676 | 0.676 | 0.676 | 0.676 | 0.676 | 0.676 | 0.676 | 0.676 | 0.676
19 | DR | D2SOPC1331 | TS35 | TS35 | 0.67096 | 0.67096 | 0.67096 | 0.67096 | 0.67096 | 0.67096 | 0.67096 | 0.67096 | 0.67096 | 0.67096 | 0.67096 | 0.67096 | 0.67096 | 0.67096 | 0.67096 | 0.67096 | 0.67096 | 0.67096 | 0.67096 | 0.67096 | 0.67096 | 0.67096 | 0.67096 | 0.67096 | 0.67096 | 0.67096 | 0.67096 | 0.67096 | 0.67096 | 0.67096 | 0.67096
19 | DR | D2SOPC1331 | TS36 | TS36 | 0.49751 | 0.49751 | 0.49751 | 0.49751 | 0.49751 | 0.49751 | 0.49751 | 0.49751 | 0.49751 | 0.49751 | 0.49751 | 0.49751 | 0.49751 | 0.49751 | 0.49751 | 0.49751 | 0.49751 | 0.49751 | 0.49751 | 0.49751 | 0.49751 | 0.49751 | 0.49751 | 0.49751 | 0.49751 | 0.49751 | 0.49751 | 0.49751 | 0.49751 | 0.49751 | 0.49751
19 | DR | D2SOPC1331 | TS37 | TS37 | 0.17487 | 0.17487 | 0.17487 | 0.17487 | 0.17487 | 0.17487 | 0.17487 | 0.17487 | 0.17487 | 0.17487 | 0.17487 | 0.17487 | 0.17487 | 0.17487 | 0.17487 | 0.17487 | 0.17487 | 0.17487 | 0.17487 | 0.17487 | 0.17487 | 0.17487 | 0.17487 | 0.17487 | 0.17487 | 0.17487 | 0.17487 | 0.17487 | 0.17487 | 0.17487 | 0.17487
19 | DR | D2SOPC1331 | TS38 | TS38 | 0.00339 | 0.00339 | 0.00339 | 0.00339 | 0.00339 | 0.00339 | 0.00339 | 0.00339 | 0.00339 | 0.00339 | 0.00339 | 0.00339 | 0.00339 | 0.00339 | 0.00339 | 0.00339 | 0.00339 | 0.00339 | 0.00339 | 0.00339 | 0.00339 | 0.00339 | 0.00339 | 0.00339 | 0.00339 | 0.00339 | 0.00339 | 0.00339 | 0.00339 | 0.00339 | 0.00339
19 | DR | D2SOPC1331 | TS39 | TS39 | 0 | 0 | 0 | 0 | 0 | 0 | 0 | 0 | 0 | 0 | 0 | 0 | 0 | 0 | 0 | 0 | 0 | 0 | 0 | 0 | 0 | 0 | 0 | 0 | 0 | 0 | 0 | 0 | 0 | 0 | 0
19 | DR | D2SOPC1331 | TS40 | TS40 | 0 | 0 | 0 | 0 | 0 | 0 | 0 | 0 | 0 | 0 | 0 | 0 | 0 | 0 | 0 | 0 | 0 | 0 | 0 | 0 | 0 | 0 | 0 | 0 | 0 | 0 | 0 | 0 | 0 | 0 | 0
20 | DR | D2SOPC1355 |  | [DRC,D2SOPC1355,*,*] : | 2020 | 2021 | 2022 | 2023 | 2024 | 2025 | 2026 | 2027 | 2028 | 2029 | 2030 | 2031 | 2032 | 2033 | 2034 | 2035 | 2036 | 2037 | 2038 | 2039 | 2040 | 2041 | 2042 | 2043 | 2044 | 2045 | 2046 | 2047 | 2048 | 2049 | 2050 :=
20 | DR | D2SOPC1355 | TS01 | TS01 | 2e-05 | 2e-05 | 2e-05 | 2e-05 | 2e-05 | 2e-05 | 2e-05 | 2e-05 | 2e-05 | 2e-05 | 2e-05 | 2e-05 | 2e-05 | 2e-05 | 2e-05 | 2e-05 | 2e-05 | 2e-05 | 2e-05 | 2e-05 | 2e-05 | 2e-05 | 2e-05 | 2e-05 | 2e-05 | 2e-05 | 2e-05 | 2e-05 | 2e-05 | 2e-05 | 2e-05
20 | DR | D2SOPC1355 | TS02 | TS02 | 0.08812 | 0.08812 | 0.08812 | 0.08812 | 0.08812 | 0.08812 | 0.08812 | 0.08812 | 0.08812 | 0.08812 | 0.08812 | 0.08812 | 0.08812 | 0.08812 | 0.08812 | 0.08812 | 0.08812 | 0.08812 | 0.08812 | 0.08812 | 0.08812 | 0.08812 | 0.08812 | 0.08812 | 0.08812 | 0.08812 | 0.08812 | 0.08812 | 0.08812 | 0.08812 | 0.08812
20 | DR | D2SOPC1355 | TS03 | TS03 | 0.36876 | 0.36876 | 0.36876 | 0.36876 | 0.36876 | 0.36876 | 0.36876 | 0.36876 | 0.36876 | 0.36876 | 0.36876 | 0.36876 | 0.36876 | 0.36876 | 0.36876 | 0.36876 | 0.36876 | 0.36876 | 0.36876 | 0.36876 | 0.36876 | 0.36876 | 0.36876 | 0.36876 | 0.36876 | 0.36876 | 0.36876 | 0.36876 | 0.36876 | 0.36876 | 0.36876
20 | DR | D2SOPC1355 | TS04 | TS04 | 0.5735 | 0.5735 | 0.5735 | 0.5735 | 0.5735 | 0.5735 | 0.5735 | 0.5735 | 0.5735 | 0.5735 | 0.5735 | 0.5735 | 0.5735 | 0.5735 | 0.5735 | 0.5735 | 0.5735 | 0.5735 | 0.5735 | 0.5735 | 0.5735 | 0.5735 | 0.5735 | 0.5735 | 0.5735 | 0.5735 | 0.5735 | 0.5735 | 0.5735 | 0.5735 | 0.5735
20 | DR | D2SOPC1355 | TS05 | TS05 | 0.61101 | 0.61101 | 0.61101 | 0.61101 | 0.61101 | 0.61101 | 0.61101 | 0.61101 | 0.61101 | 0.61101 | 0.61101 | 0.61101 | 0.61101 | 0.61101 | 0.61101 | 0.61101 | 0.61101 | 0.61101 | 0.61101 | 0.61101 | 0.61101 | 0.61101 | 0.61101 | 0.61101 | 0.61101 | 0.61101 | 0.61101 | 0.61101 | 0.61101 | 0.61101 | 0.61101
20 | DR | D2SOPC1355 | TS06 | TS06 | 0.4991 | 0.4991 | 0.4991 | 0.4991 | 0.4991 | 0.4991 | 0.4991 | 0.4991 | 0.4991 | 0.4991 | 0.4991 | 0.4991 | 0.4991 | 0.4991 | 0.4991 | 0.4991 | 0.4991 | 0.4991 | 0.4991 | 0.4991 | 0.4991 | 0.4991 | 0.4991 | 0.4991 | 0.4991 | 0.4991 | 0.4991 | 0.4991 | 0.4991 | 0.4991 | 0.4991
20 | DR | D2SOPC1355 | TS07 | TS07 | 0.20118 | 0.20118 | 0.20118 | 0.20118 | 0.20118 | 0.20118 | 0.20118 | 0.20118 | 0.20118 | 0.20118 | 0.20118 | 0.20118 | 0.20118 | 0.20118 | 0.20118 | 0.20118 | 0.20118 | 0.20118 | 0.20118 | 0.20118 | 0.20118 | 0.20118 | 0.20118 | 0.20118 | 0.20118 | 0.20118 | 0.20118 | 0.20118 | 0.20118 | 0.20118 | 0.20118
20 | DR | D2SOPC1355 | TS08 | TS08 | 0.00678 | 0.00678 | 0.00678 | 0.00678 | 0.00678 | 0.00678 | 0.00678 | 0.00678 | 0.00678 | 0.00678 | 0.00678 | 0.00678 | 0.00678 | 0.00678 | 0.00678 | 0.00678 | 0.00678 | 0.00678 | 0.00678 | 0.00678 | 0.00678 | 0.00678 | 0.00678 | 0.00678 | 0.00678 | 0.00678 | 0.00678 | 0.00678 | 0.00678 | 0.00678 | 0.00678
20 | DR | D2SOPC1355 | TS09 | TS09 | 0 | 0 | 0 | 0 | 0 | 0 | 0 | 0 | 0 | 0 | 0 | 0 | 0 | 0 | 0 | 0 | 0 | 0 | 0 | 0 | 0 | 0 | 0 | 0 | 0 | 0 | 0 | 0 | 0 | 0 | 0
20 | DR | D2SOPC1355 | TS10 | TS10 | 0 | 0 | 0 | 0 | 0 | 0 | 0 | 0 | 0 | 0 | 0 | 0 | 0 | 0 | 0 | 0 | 0 | 0 | 0 | 0 | 0 | 0 | 0 | 0 | 0 | 0 | 0 | 0 | 0 | 0 | 0
20 | DR | D2SOPC1355 | TS11 | TS11 | 0 | 0 | 0 | 0 | 0 | 0 | 0 | 0 | 0 | 0 | 0 | 0 | 0 | 0 | 0 | 0 | 0 | 0 | 0 | 0 | 0 | 0 | 0 | 0 | 0 | 0 | 0 | 0 | 0 | 0 | 0
20 | DR | D2SOPC1355 | TS12 | TS12 | 0.09107 | 0.09107 | 0.09107 | 0.09107 | 0.09107 | 0.09107 | 0.09107 | 0.09107 | 0.09107 | 0.09107 | 0.09107 | 0.09107 | 0.09107 | 0.09107 | 0.09107 | 0.09107 | 0.09107 | 0.09107 | 0.09107 | 0.09107 | 0.09107 | 0.09107 | 0.09107 | 0.09107 | 0.09107 | 0.09107 | 0.09107 | 0.09107 | 0.09107 | 0.09107 | 0.09107
20 | DR | D2SOPC1355 | TS13 | TS13 | 0.43816 | 0.43816 | 0.43816 | 0.43816 | 0.43816 | 0.43816 | 0.43816 | 0.43816 | 0.43816 | 0.43816 | 0.43816 | 0.43816 | 0.43816 | 0.43816 | 0.43816 | 0.43816 | 0.43816 | 0.43816 | 0.43816 | 0.43816 | 0.43816 | 0.43816 | 0.43816 | 0.43816 | 0.43816 | 0.43816 | 0.43816 | 0.43816 | 0.43816 | 0.43816 | 0.43816
20 | DR | D2SOPC1355 | TS14 | TS14 | 0.64684 | 0.64684 | 0.64684 | 0.64684 | 0.64684 | 0.64684 | 0.64684 | 0.64684 | 0.64684 | 0.64684 | 0.64684 | 0.64684 | 0.64684 | 0.64684 | 0.64684 | 0.64684 | 0.64684 | 0.64684 | 0.64684 | 0.64684 | 0.64684 | 0.64684 | 0.64684 | 0.64684 | 0.64684 | 0.64684 | 0.64684 | 0.64684 | 0.64684 | 0.64684 | 0.64684
20 | DR | D2SOPC1355 | TS15 | TS15 | 0.64878 | 0.64878 | 0.64878 | 0.64878 | 0.64878 | 0.64878 | 0.64878 | 0.64878 | 0.64878 | 0.64878 | 0.64878 | 0.64878 | 0.64878 | 0.64878 | 0.64878 | 0.64878 | 0.64878 | 0.64878 | 0.64878 | 0.64878 | 0.64878 | 0.64878 | 0.64878 | 0.64878 | 0.64878 | 0.64878 | 0.64878 | 0.64878 | 0.64878 | 0.64878 | 0.64878
20 | DR | D2SOPC1355 | TS16 | TS16 | 0.4637 | 0.4637 | 0.4637 | 0.4637 | 0.4637 | 0.4637 | 0.4637 | 0.4637 | 0.4637 | 0.4637 | 0.4637 | 0.4637 | 0.4637 | 0.4637 | 0.4637 | 0.4637 | 0.4637 | 0.4637 | 0.4637 | 0.4637 | 0.4637 | 0.4637 | 0.4637 | 0.4637 | 0.4637 | 0.4637 | 0.4637 | 0.4637 | 0.4637 | 0.4637 | 0.4637
20 | DR | D2SOPC1355 | TS17 | TS17 | 0.14058 | 0.14058 | 0.14058 | 0.14058 | 0.14058 | 0.14058 | 0.14058 | 0.14058 | 0.14058 | 0.14058 | 0.14058 | 0.14058 | 0.14058 | 0.14058 | 0.14058 | 0.14058 | 0.14058 | 0.14058 | 0.14058 | 0.14058 | 0.14058 | 0.14058 | 0.14058 | 0.14058 | 0.14058 | 0.14058 | 0.14058 | 0.14058 | 0.14058 | 0.14058 | 0.14058
20 | DR | D2SOPC1355 | TS18 | TS18 | 0.00041 | 0.00041 | 0.00041 | 0.00041 | 0.00041 | 0.00041 | 0.00041 | 0.00041 | 0.00041 | 0.00041 | 0.00041 | 0.00041 | 0.00041 | 0.00041 | 0.00041 | 0.00041 | 0.00041 | 0.00041 | 0.00041 | 0.00041 | 0.00041 | 0.00041 | 0.00041 | 0.00041 | 0.00041 | 0.00041 | 0.00041 | 0.00041 | 0.00041 | 0.00041 | 0.00041
20 | DR | D2SOPC1355 | TS19 | TS19 | 0 | 0 | 0 | 0 | 0 | 0 | 0 | 0 | 0 | 0 | 0 | 0 | 0 | 0 | 0 | 0 | 0 | 0 | 0 | 0 | 0 | 0 | 0 | 0 | 0 | 0 | 0 | 0 | 0 | 0 | 0
20 | DR | D2SOPC1355 | TS20 | TS20 | 0 | 0 | 0 | 0 | 0 | 0 | 0 | 0 | 0 | 0 | 0 | 0 | 0 | 0 | 0 | 0 | 0 | 0 | 0 | 0 | 0 | 0 | 0 | 0 | 0 | 0 | 0 | 0 | 0 | 0 | 0
20 | DR | D2SOPC1355 | TS21 | TS21 | 0 | 0 | 0 | 0 | 0 | 0 | 0 | 0 | 0 | 0 | 0 | 0 | 0 | 0 | 0 | 0 | 0 | 0 | 0 | 0 | 0 | 0 | 0 | 0 | 0 | 0 | 0 | 0 | 0 | 0 | 0
20 | DR | D2SOPC1355 | TS22 | TS22 | 0.11372 | 0.11372 | 0.11372 | 0.11372 | 0.11372 | 0.11372 | 0.11372 | 0.11372 | 0.11372 | 0.11372 | 0.11372 | 0.11372 | 0.11372 | 0.11372 | 0.11372 | 0.11372 | 0.11372 | 0.11372 | 0.11372 | 0.11372 | 0.11372 | 0.11372 | 0.11372 | 0.11372 | 0.11372 | 0.11372 | 0.11372 | 0.11372 | 0.11372 | 0.11372 | 0.11372
20 | DR | D2SOPC1355 | TS23 | TS23 | 0.50283 | 0.50283 | 0.50283 | 0.50283 | 0.50283 | 0.50283 | 0.50283 | 0.50283 | 0.50283 | 0.50283 | 0.50283 | 0.50283 | 0.50283 | 0.50283 | 0.50283 | 0.50283 | 0.50283 | 0.50283 | 0.50283 | 0.50283 | 0.50283 | 0.50283 | 0.50283 | 0.50283 | 0.50283 | 0.50283 | 0.50283 | 0.50283 | 0.50283 | 0.50283 | 0.50283
20 | DR | D2SOPC1355 | TS24 | TS24 | 0.72826 | 0.72826 | 0.72826 | 0.72826 | 0.72826 | 0.72826 | 0.72826 | 0.72826 | 0.72826 | 0.72826 | 0.72826 | 0.72826 | 0.72826 | 0.72826 | 0.72826 | 0.72826 | 0.72826 | 0.72826 | 0.72826 | 0.72826 | 0.72826 | 0.72826 | 0.72826 | 0.72826 | 0.72826 | 0.72826 | 0.72826 | 0.72826 | 0.72826 | 0.72826 | 0.72826
20 | DR | D2SOPC1355 | TS25 | TS25 | 0.73035 | 0.73035 | 0.73035 | 0.73035 | 0.73035 | 0.73035 | 0.73035 | 0.73035 | 0.73035 | 0.73035 | 0.73035 | 0.73035 | 0.73035 | 0.73035 | 0.73035 | 0.73035 | 0.73035 | 0.73035 | 0.73035 | 0.73035 | 0.73035 | 0.73035 | 0.73035 | 0.73035 | 0.73035 | 0.73035 | 0.73035 | 0.73035 | 0.73035 | 0.73035 | 0.73035
20 | DR | D2SOPC1355 | TS26 | TS26 | 0.52801 | 0.52801 | 0.52801 | 0.52801 | 0.52801 | 0.52801 | 0.52801 | 0.52801 | 0.52801 | 0.52801 | 0.52801 | 0.52801 | 0.52801 | 0.52801 | 0.52801 | 0.52801 | 0.52801 | 0.52801 | 0.52801 | 0.52801 | 0.52801 | 0.52801 | 0.52801 | 0.52801 | 0.52801 | 0.52801 | 0.52801 | 0.52801 | 0.52801 | 0.52801 | 0.52801
20 | DR | D2SOPC1355 | TS27 | TS27 | 0.17432 | 0.17432 | 0.17432 | 0.17432 | 0.17432 | 0.17432 | 0.17432 | 0.17432 | 0.17432 | 0.17432 | 0.17432 | 0.17432 | 0.17432 | 0.17432 | 0.17432 | 0.17432 | 0.17432 | 0.17432 | 0.17432 | 0.17432 | 0.17432 | 0.17432 | 0.17432 | 0.17432 | 0.17432 | 0.17432 | 0.17432 | 0.17432 | 0.17432 | 0.17432 | 0.17432
20 | DR | D2SOPC1355 | TS28 | TS28 | 0.00132 | 0.00132 | 0.00132 | 0.00132 | 0.00132 | 0.00132 | 0.00132 | 0.00132 | 0.00132 | 0.00132 | 0.00132 | 0.00132 | 0.00132 | 0.00132 | 0.00132 | 0.00132 | 0.00132 | 0.00132 | 0.00132 | 0.00132 | 0.00132 | 0.00132 | 0.00132 | 0.00132 | 0.00132 | 0.00132 | 0.00132 | 0.00132 | 0.00132 | 0.00132 | 0.00132
20 | DR | D2SOPC1355 | TS29 | TS29 | 0 | 0 | 0 | 0 | 0 | 0 | 0 | 0 | 0 | 0 | 0 | 0 | 0 | 0 | 0 | 0 | 0 | 0 | 0 | 0 | 0 | 0 | 0 | 0 | 0 | 0 | 0 | 0 | 0 | 0 | 0
20 | DR | D2SOPC1355 | TS30 | TS30 | 0 | 0 | 0 | 0 | 0 | 0 | 0 | 0 | 0 | 0 | 0 | 0 | 0 | 0 | 0 | 0 | 0 | 0 | 0 | 0 | 0 | 0 | 0 | 0 | 0 | 0 | 0 | 0 | 0 | 0 | 0
20 | DR | D2SOPC1355 | TS31 | TS31 | 0.00074 | 0.00074 | 0.00074 | 0.00074 | 0.00074 | 0.00074 | 0.00074 | 0.00074 | 0.00074 | 0.00074 | 0.00074 | 0.00074 | 0.00074 | 0.00074 | 0.00074 | 0.00074 | 0.00074 | 0.00074 | 0.00074 | 0.00074 | 0.00074 | 0.00074 | 0.00074 | 0.00074 | 0.00074 | 0.00074 | 0.00074 | 0.00074 | 0.00074 | 0.00074 | 0.00074
20 | DR | D2SOPC1355 | TS32 | TS32 | 0.18065 | 0.18065 | 0.18065 | 0.18065 | 0.18065 | 0.18065 | 0.18065 | 0.18065 | 0.18065 | 0.18065 | 0.18065 | 0.18065 | 0.18065 | 0.18065 | 0.18065 | 0.18065 | 0.18065 | 0.18065 | 0.18065 | 0.18065 | 0.18065 | 0.18065 | 0.18065 | 0.18065 | 0.18065 | 0.18065 | 0.18065 | 0.18065 | 0.18065 | 0.18065 | 0.18065
20 | DR | D2SOPC1355 | TS33 | TS33 | 0.50346 | 0.50346 | 0.50346 | 0.50346 | 0.50346 | 0.50346 | 0.50346 | 0.50346 | 0.50346 | 0.50346 | 0.50346 | 0.50346 | 0.50346 | 0.50346 | 0.50346 | 0.50346 | 0.50346 | 0.50346 | 0.50346 | 0.50346 | 0.50346 | 0.50346 | 0.50346 | 0.50346 | 0.50346 | 0.50346 | 0.50346 | 0.50346 | 0.50346 | 0.50346 | 0.50346
20 | DR | D2SOPC1355 | TS34 | TS34 | 0.67146 | 0.67146 | 0.67146 | 0.67146 | 0.67146 | 0.67146 | 0.67146 | 0.67146 | 0.67146 | 0.67146 | 0.67146 | 0.67146 | 0.67146 | 0.67146 | 0.67146 | 0.67146 | 0.67146 | 0.67146 | 0.67146 | 0.67146 | 0.67146 | 0.67146 | 0.67146 | 0.67146 | 0.67146 | 0.67146 | 0.67146 | 0.67146 | 0.67146 | 0.67146 | 0.67146
20 | DR | D2SOPC1355 | TS35 | TS35 | 0.66118 | 0.66118 | 0.66118 | 0.66118 | 0.66118 | 0.66118 | 0.66118 | 0.66118 | 0.66118 | 0.66118 | 0.66118 | 0.66118 | 0.66118 | 0.66118 | 0.66118 | 0.66118 | 0.66118 | 0.66118 | 0.66118 | 0.66118 | 0.66118 | 0.66118 | 0.66118 | 0.66118 | 0.66118 | 0.66118 | 0.66118 | 0.66118 | 0.66118 | 0.66118 | 0.66118
20 | DR | D2SOPC1355 | TS36 | TS36 | 0.49128 | 0.49128 | 0.49128 | 0.49128 | 0.49128 | 0.49128 | 0.49128 | 0.49128 | 0.49128 | 0.49128 | 0.49128 | 0.49128 | 0.49128 | 0.49128 | 0.49128 | 0.49128 | 0.49128 | 0.49128 | 0.49128 | 0.49128 | 0.49128 | 0.49128 | 0.49128 | 0.49128 | 0.49128 | 0.49128 | 0.49128 | 0.49128 | 0.49128 | 0.49128 | 0.49128
20 | DR | D2SOPC1355 | TS37 | TS37 | 0.17438 | 0.17438 | 0.17438 | 0.17438 | 0.17438 | 0.17438 | 0.17438 | 0.17438 | 0.17438 | 0.17438 | 0.17438 | 0.17438 | 0.17438 | 0.17438 | 0.17438 | 0.17438 | 0.17438 | 0.17438 | 0.17438 | 0.17438 | 0.17438 | 0.17438 | 0.17438 | 0.17438 | 0.17438 | 0.17438 | 0.17438 | 0.17438 | 0.17438 | 0.17438 | 0.17438
20 | DR | D2SOPC1355 | TS38 | TS38 | 0.00287 | 0.00287 | 0.00287 | 0.00287 | 0.00287 | 0.00287 | 0.00287 | 0.00287 | 0.00287 | 0.00287 | 0.00287 | 0.00287 | 0.00287 | 0.00287 | 0.00287 | 0.00287 | 0.00287 | 0.00287 | 0.00287 | 0.00287 | 0.00287 | 0.00287 | 0.00287 | 0.00287 | 0.00287 | 0.00287 | 0.00287 | 0.00287 | 0.00287 | 0.00287 | 0.00287
20 | DR | D2SOPC1355 | TS39 | TS39 | 0 | 0 | 0 | 0 | 0 | 0 | 0 | 0 | 0 | 0 | 0 | 0 | 0 | 0 | 0 | 0 | 0 | 0 | 0 | 0 | 0 | 0 | 0 | 0 | 0 | 0 | 0 | 0 | 0 | 0 | 0
20 | DR | D2SOPC1355 | TS40 | TS40 | 0 | 0 | 0 | 0 | 0 | 0 | 0 | 0 | 0 | 0 | 0 | 0 | 0 | 0 | 0 | 0 | 0 | 0 | 0 | 0 | 0 | 0 | 0 | 0 | 0 | 0 | 0 | 0 | 0 | 0 | 0
21 | DR | D2SOTN00 |  | [DRC,D2SOTN00,*,*] : | 2020 | 2021 | 2022 | 2023 | 2024 | 2025 | 2026 | 2027 | 2028 | 2029 | 2030 | 2031 | 2032 | 2033 | 2034 | 2035 | 2036 | 2037 | 2038 | 2039 | 2040 | 2041 | 2042 | 2043 | 2044 | 2045 | 2046 | 2047 | 2048 | 2049 | 2050 :=
21 | DR | D2SOTN00 | TS01 | TS01 | 0.00047 | 0.00047 | 0.00047 | 0.00047 | 0.00047 | 0.00047 | 0.00047 | 0.00047 | 0.00047 | 0.00047 | 0.00047 | 0.00047 | 0.00047 | 0.00047 | 0.00047 | 0.00047 | 0.00047 | 0.00047 | 0.00047 | 0.00047 | 0.00047 | 0.00047 | 0.00047 | 0.00047 | 0.00047 | 0.00047 | 0.00047 | 0.00047 | 0.00047 | 0.00047 | 0.00047
21 | DR | D2SOTN00 | TS02 | TS02 | 0.12821 | 0.12821 | 0.12821 | 0.12821 | 0.12821 | 0.12821 | 0.12821 | 0.12821 | 0.12821 | 0.12821 | 0.12821 | 0.12821 | 0.12821 | 0.12821 | 0.12821 | 0.12821 | 0.12821 | 0.12821 | 0.12821 | 0.12821 | 0.12821 | 0.12821 | 0.12821 | 0.12821 | 0.12821 | 0.12821 | 0.12821 | 0.12821 | 0.12821 | 0.12821 | 0.12821
21 | DR | D2SOTN00 | TS03 | TS03 | 0.41993 | 0.41993 | 0.41993 | 0.41993 | 0.41993 | 0.41993 | 0.41993 | 0.41993 | 0.41993 | 0.41993 | 0.41993 | 0.41993 | 0.41993 | 0.41993 | 0.41993 | 0.41993 | 0.41993 | 0.41993 | 0.41993 | 0.41993 | 0.41993 | 0.41993 | 0.41993 | 0.41993 | 0.41993 | 0.41993 | 0.41993 | 0.41993 | 0.41993 | 0.41993 | 0.41993
21 | DR | D2SOTN00 | TS04 | TS04 | 0.60719 | 0.60719 | 0.60719 | 0.60719 | 0.60719 | 0.60719 | 0.60719 | 0.60719 | 0.60719 | 0.60719 | 0.60719 | 0.60719 | 0.60719 | 0.60719 | 0.60719 | 0.60719 | 0.60719 | 0.60719 | 0.60719 | 0.60719 | 0.60719 | 0.60719 | 0.60719 | 0.60719 | 0.60719 | 0.60719 | 0.60719 | 0.60719 | 0.60719 | 0.60719 | 0.60719
21 | DR | D2SOTN00 | TS05 | TS05 | 0.62534 | 0.62534 | 0.62534 | 0.62534 | 0.62534 | 0.62534 | 0.62534 | 0.62534 | 0.62534 | 0.62534 | 0.62534 | 0.62534 | 0.62534 | 0.62534 | 0.62534 | 0.62534 | 0.62534 | 0.62534 | 0.62534 | 0.62534 | 0.62534 | 0.62534 | 0.62534 | 0.62534 | 0.62534 | 0.62534 | 0.62534 | 0.62534 | 0.62534 | 0.62534 | 0.62534
21 | DR | D2SOTN00 | TS06 | TS06 | 0.49161 | 0.49161 | 0.49161 | 0.49161 | 0.49161 | 0.49161 | 0.49161 | 0.49161 | 0.49161 | 0.49161 | 0.49161 | 0.49161 | 0.49161 | 0.49161 | 0.49161 | 0.49161 | 0.49161 | 0.49161 | 0.49161 | 0.49161 | 0.49161 | 0.49161 | 0.49161 | 0.49161 | 0.49161 | 0.49161 | 0.49161 | 0.49161 | 0.49161 | 0.49161 | 0.49161
21 | DR | D2SOTN00 | TS07 | TS07 | 0.20944 | 0.20944 | 0.20944 | 0.20944 | 0.20944 | 0.20944 | 0.20944 | 0.20944 | 0.20944 | 0.20944 | 0.20944 | 0.20944 | 0.20944 | 0.20944 | 0.20944 | 0.20944 | 0.20944 | 0.20944 | 0.20944 | 0.20944 | 0.20944 | 0.20944 | 0.20944 | 0.20944 | 0.20944 | 0.20944 | 0.20944 | 0.20944 | 0.20944 | 0.20944 | 0.20944
21 | DR | D2SOTN00 | TS08 | TS08 | 0.01105 | 0.01105 | 0.01105 | 0.01105 | 0.01105 | 0.01105 | 0.01105 | 0.01105 | 0.01105 | 0.01105 | 0.01105 | 0.01105 | 0.01105 | 0.01105 | 0.01105 | 0.01105 | 0.01105 | 0.01105 | 0.01105 | 0.01105 | 0.01105 | 0.01105 | 0.01105 | 0.01105 | 0.01105 | 0.01105 | 0.01105 | 0.01105 | 0.01105 | 0.01105 | 0.01105
21 | DR | D2SOTN00 | TS09 | TS09 | 0 | 0 | 0 | 0 | 0 | 0 | 0 | 0 | 0 | 0 | 0 | 0 | 0 | 0 | 0 | 0 | 0 | 0 | 0 | 0 | 0 | 0 | 0 | 0 | 0 | 0 | 0 | 0 | 0 | 0 | 0
21 | DR | D2SOTN00 | TS10 | TS10 | 0 | 0 | 0 | 0 | 0 | 0 | 0 | 0 | 0 | 0 | 0 | 0 | 0 | 0 | 0 | 0 | 0 | 0 | 0 | 0 | 0 | 0 | 0 | 0 | 0 | 0 | 0 | 0 | 0 | 0 | 0
21 | DR | D2SOTN00 | TS11 | TS11 | 0 | 0 | 0 | 0 | 0 | 0 | 0 | 0 | 0 | 0 | 0 | 0 | 0 | 0 | 0 | 0 | 0 | 0 | 0 | 0 | 0 | 0 | 0 | 0 | 0 | 0 | 0 | 0 | 0 | 0 | 0
21 | DR | D2SOTN00 | TS12 | TS12 | 0.11385 | 0.11385 | 0.11385 | 0.11385 | 0.11385 | 0.11385 | 0.11385 | 0.11385 | 0.11385 | 0.11385 | 0.11385 | 0.11385 | 0.11385 | 0.11385 | 0.11385 | 0.11385 | 0.11385 | 0.11385 | 0.11385 | 0.11385 | 0.11385 | 0.11385 | 0.11385 | 0.11385 | 0.11385 | 0.11385 | 0.11385 | 0.11385 | 0.11385 | 0.11385 | 0.11385
21 | DR | D2SOTN00 | TS13 | TS13 | 0.45696 | 0.45696 | 0.45696 | 0.45696 | 0.45696 | 0.45696 | 0.45696 | 0.45696 | 0.45696 | 0.45696 | 0.45696 | 0.45696 | 0.45696 | 0.45696 | 0.45696 | 0.45696 | 0.45696 | 0.45696 | 0.45696 | 0.45696 | 0.45696 | 0.45696 | 0.45696 | 0.45696 | 0.45696 | 0.45696 | 0.45696 | 0.45696 | 0.45696 | 0.45696 | 0.45696
21 | DR | D2SOTN00 | TS14 | TS14 | 0.65332 | 0.65332 | 0.65332 | 0.65332 | 0.65332 | 0.65332 | 0.65332 | 0.65332 | 0.65332 | 0.65332 | 0.65332 | 0.65332 | 0.65332 | 0.65332 | 0.65332 | 0.65332 | 0.65332 | 0.65332 | 0.65332 | 0.65332 | 0.65332 | 0.65332 | 0.65332 | 0.65332 | 0.65332 | 0.65332 | 0.65332 | 0.65332 | 0.65332 | 0.65332 | 0.65332
21 | DR | D2SOTN00 | TS15 | TS15 | 0.63113 | 0.63113 | 0.63113 | 0.63113 | 0.63113 | 0.63113 | 0.63113 | 0.63113 | 0.63113 | 0.63113 | 0.63113 | 0.63113 | 0.63113 | 0.63113 | 0.63113 | 0.63113 | 0.63113 | 0.63113 | 0.63113 | 0.63113 | 0.63113 | 0.63113 | 0.63113 | 0.63113 | 0.63113 | 0.63113 | 0.63113 | 0.63113 | 0.63113 | 0.63113 | 0.63113
21 | DR | D2SOTN00 | TS16 | TS16 | 0.42748 | 0.42748 | 0.42748 | 0.42748 | 0.42748 | 0.42748 | 0.42748 | 0.42748 | 0.42748 | 0.42748 | 0.42748 | 0.42748 | 0.42748 | 0.42748 | 0.42748 | 0.42748 | 0.42748 | 0.42748 | 0.42748 | 0.42748 | 0.42748 | 0.42748 | 0.42748 | 0.42748 | 0.42748 | 0.42748 | 0.42748 | 0.42748 | 0.42748 | 0.42748 | 0.42748
21 | DR | D2SOTN00 | TS17 | TS17 | 0.12566 | 0.12566 | 0.12566 | 0.12566 | 0.12566 | 0.12566 | 0.12566 | 0.12566 | 0.12566 | 0.12566 | 0.12566 | 0.12566 | 0.12566 | 0.12566 | 0.12566 | 0.12566 | 0.12566 | 0.12566 | 0.12566 | 0.12566 | 0.12566 | 0.12566 | 0.12566 | 0.12566 | 0.12566 | 0.12566 | 0.12566 | 0.12566 | 0.12566 | 0.12566 | 0.12566
21 | DR | D2SOTN00 | TS18 | TS18 | 0.00057 | 0.00057 | 0.00057 | 0.00057 | 0.00057 | 0.00057 | 0.00057 | 0.00057 | 0.00057 | 0.00057 | 0.00057 | 0.00057 | 0.00057 | 0.00057 | 0.00057 | 0.00057 | 0.00057 | 0.00057 | 0.00057 | 0.00057 | 0.00057 | 0.00057 | 0.00057 | 0.00057 | 0.00057 | 0.00057 | 0.00057 | 0.00057 | 0.00057 | 0.00057 | 0.00057
21 | DR | D2SOTN00 | TS19 | TS19 | 0 | 0 | 0 | 0 | 0 | 0 | 0 | 0 | 0 | 0 | 0 | 0 | 0 | 0 | 0 | 0 | 0 | 0 | 0 | 0 | 0 | 0 | 0 | 0 | 0 | 0 | 0 | 0 | 0 | 0 | 0
21 | DR | D2SOTN00 | TS20 | TS20 | 0 | 0 | 0 | 0 | 0 | 0 | 0 | 0 | 0 | 0 | 0 | 0 | 0 | 0 | 0 | 0 | 0 | 0 | 0 | 0 | 0 | 0 | 0 | 0 | 0 | 0 | 0 | 0 | 0 | 0 | 0
21 | DR | D2SOTN00 | TS21 | TS21 | 0.00022 | 0.00022 | 0.00022 | 0.00022 | 0.00022 | 0.00022 | 0.00022 | 0.00022 | 0.00022 | 0.00022 | 0.00022 | 0.00022 | 0.00022 | 0.00022 | 0.00022 | 0.00022 | 0.00022 | 0.00022 | 0.00022 | 0.00022 | 0.00022 | 0.00022 | 0.00022 | 0.00022 | 0.00022 | 0.00022 | 0.00022 | 0.00022 | 0.00022 | 0.00022 | 0.00022
21 | DR | D2SOTN00 | TS22 | TS22 | 0.13927 | 0.13927 | 0.13927 | 0.13927 | 0.13927 | 0.13927 | 0.13927 | 0.13927 | 0.13927 | 0.13927 | 0.13927 | 0.13927 | 0.13927 | 0.13927 | 0.13927 | 0.13927 | 0.13927 | 0.13927 | 0.13927 | 0.13927 | 0.13927 | 0.13927 | 0.13927 | 0.13927 | 0.13927 | 0.13927 | 0.13927 | 0.13927 | 0.13927 | 0.13927 | 0.13927
21 | DR | D2SOTN00 | TS23 | TS23 | 0.52184 | 0.52184 | 0.52184 | 0.52184 | 0.52184 | 0.52184 | 0.52184 | 0.52184 | 0.52184 | 0.52184 | 0.52184 | 0.52184 | 0.52184 | 0.52184 | 0.52184 | 0.52184 | 0.52184 | 0.52184 | 0.52184 | 0.52184 | 0.52184 | 0.52184 | 0.52184 | 0.52184 | 0.52184 | 0.52184 | 0.52184 | 0.52184 | 0.52184 | 0.52184 | 0.52184
21 | DR | D2SOTN00 | TS24 | TS24 | 0.7218 | 0.7218 | 0.7218 | 0.7218 | 0.7218 | 0.7218 | 0.7218 | 0.7218 | 0.7218 | 0.7218 | 0.7218 | 0.7218 | 0.7218 | 0.7218 | 0.7218 | 0.7218 | 0.7218 | 0.7218 | 0.7218 | 0.7218 | 0.7218 | 0.7218 | 0.7218 | 0.7218 | 0.7218 | 0.7218 | 0.7218 | 0.7218 | 0.7218 | 0.7218 | 0.7218
21 | DR | D2SOTN00 | TS25 | TS25 | 0.70299 | 0.70299 | 0.70299 | 0.70299 | 0.70299 | 0.70299 | 0.70299 | 0.70299 | 0.70299 | 0.70299 | 0.70299 | 0.70299 | 0.70299 | 0.70299 | 0.70299 | 0.70299 | 0.70299 | 0.70299 | 0.70299 | 0.70299 | 0.70299 | 0.70299 | 0.70299 | 0.70299 | 0.70299 | 0.70299 | 0.70299 | 0.70299 | 0.70299 | 0.70299 | 0.70299
21 | DR | D2SOTN00 | TS26 | TS26 | 0.49106 | 0.49106 | 0.49106 | 0.49106 | 0.49106 | 0.49106 | 0.49106 | 0.49106 | 0.49106 | 0.49106 | 0.49106 | 0.49106 | 0.49106 | 0.49106 | 0.49106 | 0.49106 | 0.49106 | 0.49106 | 0.49106 | 0.49106 | 0.49106 | 0.49106 | 0.49106 | 0.49106 | 0.49106 | 0.49106 | 0.49106 | 0.49106 | 0.49106 | 0.49106 | 0.49106
21 | DR | D2SOTN00 | TS27 | TS27 | 0.15739 | 0.15739 | 0.15739 | 0.15739 | 0.15739 | 0.15739 | 0.15739 | 0.15739 | 0.15739 | 0.15739 | 0.15739 | 0.15739 | 0.15739 | 0.15739 | 0.15739 | 0.15739 | 0.15739 | 0.15739 | 0.15739 | 0.15739 | 0.15739 | 0.15739 | 0.15739 | 0.15739 | 0.15739 | 0.15739 | 0.15739 | 0.15739 | 0.15739 | 0.15739 | 0.15739
21 | DR | D2SOTN00 | TS28 | TS28 | 0 | 0 | 0 | 0 | 0 | 0 | 0 | 0 | 0 | 0 | 0 | 0 | 0 | 0 | 0 | 0 | 0 | 0 | 0 | 0 | 0 | 0 | 0 | 0 | 0 | 0 | 0 | 0 | 0 | 0 | 0
21 | DR | D2SOTN00 | TS29 | TS29 | 0 | 0 | 0 | 0 | 0 | 0 | 0 | 0 | 0 | 0 | 0 | 0 | 0 | 0 | 0 | 0 | 0 | 0 | 0 | 0 | 0 | 0 | 0 | 0 | 0 | 0 | 0 | 0 | 0 | 0 | 0
21 | DR | D2SOTN00 | TS30 | TS30 | 0 | 0 | 0 | 0 | 0 | 0 | 0 | 0 | 0 | 0 | 0 | 0 | 0 | 0 | 0 | 0 | 0 | 0 | 0 | 0 | 0 | 0 | 0 | 0 | 0 | 0 | 0 | 0 | 0 | 0 | 0
21 | DR | D2SOTN00 | TS31 | TS31 | 0.003 | 0.003 | 0.003 | 0.003 | 0.003 | 0.003 | 0.003 | 0.003 | 0.003 | 0.003 | 0.003 | 0.003 | 0.003 | 0.003 | 0.003 | 0.003 | 0.003 | 0.003 | 0.003 | 0.003 | 0.003 | 0.003 | 0.003 | 0.003 | 0.003 | 0.003 | 0.003 | 0.003 | 0.003 | 0.003 | 0.003
21 | DR | D2SOTN00 | TS32 | TS32 | 0.21842 | 0.21842 | 0.21842 | 0.21842 | 0.21842 | 0.21842 | 0.21842 | 0.21842 | 0.21842 | 0.21842 | 0.21842 | 0.21842 | 0.21842 | 0.21842 | 0.21842 | 0.21842 | 0.21842 | 0.21842 | 0.21842 | 0.21842 | 0.21842 | 0.21842 | 0.21842 | 0.21842 | 0.21842 | 0.21842 | 0.21842 | 0.21842 | 0.21842 | 0.21842 | 0.21842
21 | DR | D2SOTN00 | TS33 | TS33 | 0.53191 | 0.53191 | 0.53191 | 0.53191 | 0.53191 | 0.53191 | 0.53191 | 0.53191 | 0.53191 | 0.53191 | 0.53191 | 0.53191 | 0.53191 | 0.53191 | 0.53191 | 0.53191 | 0.53191 | 0.53191 | 0.53191 | 0.53191 | 0.53191 | 0.53191 | 0.53191 | 0.53191 | 0.53191 | 0.53191 | 0.53191 | 0.53191 | 0.53191 | 0.53191 | 0.53191
21 | DR | D2SOTN00 | TS34 | TS34 | 0.69166 | 0.69166 | 0.69166 | 0.69166 | 0.69166 | 0.69166 | 0.69166 | 0.69166 | 0.69166 | 0.69166 | 0.69166 | 0.69166 | 0.69166 | 0.69166 | 0.69166 | 0.69166 | 0.69166 | 0.69166 | 0.69166 | 0.69166 | 0.69166 | 0.69166 | 0.69166 | 0.69166 | 0.69166 | 0.69166 | 0.69166 | 0.69166 | 0.69166 | 0.69166 | 0.69166
21 | DR | D2SOTN00 | TS35 | TS35 | 0.66134 | 0.66134 | 0.66134 | 0.66134 | 0.66134 | 0.66134 | 0.66134 | 0.66134 | 0.66134 | 0.66134 | 0.66134 | 0.66134 | 0.66134 | 0.66134 | 0.66134 | 0.66134 | 0.66134 | 0.66134 | 0.66134 | 0.66134 | 0.66134 | 0.66134 | 0.66134 | 0.66134 | 0.66134 | 0.66134 | 0.66134 | 0.66134 | 0.66134 | 0.66134 | 0.66134
21 | DR | D2SOTN00 | TS36 | TS36 | 0.48061 | 0.48061 | 0.48061 | 0.48061 | 0.48061 | 0.48061 | 0.48061 | 0.48061 | 0.48061 | 0.48061 | 0.48061 | 0.48061 | 0.48061 | 0.48061 | 0.48061 | 0.48061 | 0.48061 | 0.48061 | 0.48061 | 0.48061 | 0.48061 | 0.48061 | 0.48061 | 0.48061 | 0.48061 | 0.48061 | 0.48061 | 0.48061 | 0.48061 | 0.48061 | 0.48061
21 | DR | D2SOTN00 | TS37 | TS37 | 0.17147 | 0.17147 | 0.17147 | 0.17147 | 0.17147 | 0.17147 | 0.17147 | 0.17147 | 0.17147 | 0.17147 | 0.17147 | 0.17147 | 0.17147 | 0.17147 | 0.17147 | 0.17147 | 0.17147 | 0.17147 | 0.17147 | 0.17147 | 0.17147 | 0.17147 | 0.17147 | 0.17147 | 0.17147 | 0.17147 | 0.17147 | 0.17147 | 0.17147 | 0.17147 | 0.17147
21 | DR | D2SOTN00 | TS38 | TS38 | 0.00643 | 0.00643 | 0.00643 | 0.00643 | 0.00643 | 0.00643 | 0.00643 | 0.00643 | 0.00643 | 0.00643 | 0.00643 | 0.00643 | 0.00643 | 0.00643 | 0.00643 | 0.00643 | 0.00643 | 0.00643 | 0.00643 | 0.00643 | 0.00643 | 0.00643 | 0.00643 | 0.00643 | 0.00643 | 0.00643 | 0.00643 | 0.00643 | 0.00643 | 0.00643 | 0.00643
21 | DR | D2SOTN00 | TS39 | TS39 | 0 | 0 | 0 | 0 | 0 | 0 | 0 | 0 | 0 | 0 | 0 | 0 | 0 | 0 | 0 | 0 | 0 | 0 | 0 | 0 | 0 | 0 | 0 | 0 | 0 | 0 | 0 | 0 | 0 | 0 | 0
21 | DR | D2SOTN00 | TS40 | TS40 | 0 | 0 | 0 | 0 | 0 | 0 | 0 | 0 | 0 | 0 | 0 | 0 | 0 | 0 | 0 | 0 | 0 | 0 | 0 | 0 | 0 | 0 | 0 | 0 | 0 | 0 | 0 | 0 | 0 | 0 | 0
22 | DR | D2WDLC2 |  | [DRC,D2WDLC2,*,*] : | 2020 | 2021 | 2022 | 2023 | 2024 | 2025 | 2026 | 2027 | 2028 | 2029 | 2030 | 2031 | 2032 | 2033 | 2034 | 2035 | 2036 | 2037 | 2038 | 2039 | 2040 | 2041 | 2042 | 2043 | 2044 | 2045 | 2046 | 2047 | 2048 | 2049 | 2050 :=
22 | DR | D2WDLC2 | TS01 | TS01 | 0.18413 | 0.18413 | 0.18413 | 0.18413 | 0.18413 | 0.18413 | 0.18413 | 0.18413 | 0.18413 | 0.18413 | 0.18413 | 0.18413 | 0.18413 | 0.18413 | 0.18413 | 0.18413 | 0.18413 | 0.18413 | 0.18413 | 0.18413 | 0.18413 | 0.18413 | 0.18413 | 0.18413 | 0.18413 | 0.18413 | 0.18413 | 0.18413 | 0.18413 | 0.18413 | 0.18413
22 | DR | D2WDLC2 | TS02 | TS02 | 0.20436 | 0.20436 | 0.20436 | 0.20436 | 0.20436 | 0.20436 | 0.20436 | 0.20436 | 0.20436 | 0.20436 | 0.20436 | 0.20436 | 0.20436 | 0.20436 | 0.20436 | 0.20436 | 0.20436 | 0.20436 | 0.20436 | 0.20436 | 0.20436 | 0.20436 | 0.20436 | 0.20436 | 0.20436 | 0.20436 | 0.20436 | 0.20436 | 0.20436 | 0.20436 | 0.20436
22 | DR | D2WDLC2 | TS03 | TS03 | 0.23769 | 0.23769 | 0.23769 | 0.23769 | 0.23769 | 0.23769 | 0.23769 | 0.23769 | 0.23769 | 0.23769 | 0.23769 | 0.23769 | 0.23769 | 0.23769 | 0.23769 | 0.23769 | 0.23769 | 0.23769 | 0.23769 | 0.23769 | 0.23769 | 0.23769 | 0.23769 | 0.23769 | 0.23769 | 0.23769 | 0.23769 | 0.23769 | 0.23769 | 0.23769 | 0.23769
22 | DR | D2WDLC2 | TS04 | TS04 | 0.28065 | 0.28065 | 0.28065 | 0.28065 | 0.28065 | 0.28065 | 0.28065 | 0.28065 | 0.28065 | 0.28065 | 0.28065 | 0.28065 | 0.28065 | 0.28065 | 0.28065 | 0.28065 | 0.28065 | 0.28065 | 0.28065 | 0.28065 | 0.28065 | 0.28065 | 0.28065 | 0.28065 | 0.28065 | 0.28065 | 0.28065 | 0.28065 | 0.28065 | 0.28065 | 0.28065
22 | DR | D2WDLC2 | TS05 | TS05 | 0.31947 | 0.31947 | 0.31947 | 0.31947 | 0.31947 | 0.31947 | 0.31947 | 0.31947 | 0.31947 | 0.31947 | 0.31947 | 0.31947 | 0.31947 | 0.31947 | 0.31947 | 0.31947 | 0.31947 | 0.31947 | 0.31947 | 0.31947 | 0.31947 | 0.31947 | 0.31947 | 0.31947 | 0.31947 | 0.31947 | 0.31947 | 0.31947 | 0.31947 | 0.31947 | 0.31947
22 | DR | D2WDLC2 | TS06 | TS06 | 0.31449 | 0.31449 | 0.31449 | 0.31449 | 0.31449 | 0.31449 | 0.31449 | 0.31449 | 0.31449 | 0.31449 | 0.31449 | 0.31449 | 0.31449 | 0.31449 | 0.31449 | 0.31449 | 0.31449 | 0.31449 | 0.31449 | 0.31449 | 0.31449 | 0.31449 | 0.31449 | 0.31449 | 0.31449 | 0.31449 | 0.31449 | 0.31449 | 0.31449 | 0.31449 | 0.31449
22 | DR | D2WDLC2 | TS07 | TS07 | 0.18006 | 0.18006 | 0.18006 | 0.18006 | 0.18006 | 0.18006 | 0.18006 | 0.18006 | 0.18006 | 0.18006 | 0.18006 | 0.18006 | 0.18006 | 0.18006 | 0.18006 | 0.18006 | 0.18006 | 0.18006 | 0.18006 | 0.18006 | 0.18006 | 0.18006 | 0.18006 | 0.18006 | 0.18006 | 0.18006 | 0.18006 | 0.18006 | 0.18006 | 0.18006 | 0.18006
22 | DR | D2WDLC2 | TS08 | TS08 | 0.16298 | 0.16298 | 0.16298 | 0.16298 | 0.16298 | 0.16298 | 0.16298 | 0.16298 | 0.16298 | 0.16298 | 0.16298 | 0.16298 | 0.16298 | 0.16298 | 0.16298 | 0.16298 | 0.16298 | 0.16298 | 0.16298 | 0.16298 | 0.16298 | 0.16298 | 0.16298 | 0.16298 | 0.16298 | 0.16298 | 0.16298 | 0.16298 | 0.16298 | 0.16298 | 0.16298
22 | DR | D2WDLC2 | TS09 | TS09 | 0.16374 | 0.16374 | 0.16374 | 0.16374 | 0.16374 | 0.16374 | 0.16374 | 0.16374 | 0.16374 | 0.16374 | 0.16374 | 0.16374 | 0.16374 | 0.16374 | 0.16374 | 0.16374 | 0.16374 | 0.16374 | 0.16374 | 0.16374 | 0.16374 | 0.16374 | 0.16374 | 0.16374 | 0.16374 | 0.16374 | 0.16374 | 0.16374 | 0.16374 | 0.16374 | 0.16374
22 | DR | D2WDLC2 | TS10 | TS10 | 0.16033 | 0.16033 | 0.16033 | 0.16033 | 0.16033 | 0.16033 | 0.16033 | 0.16033 | 0.16033 | 0.16033 | 0.16033 | 0.16033 | 0.16033 | 0.16033 | 0.16033 | 0.16033 | 0.16033 | 0.16033 | 0.16033 | 0.16033 | 0.16033 | 0.16033 | 0.16033 | 0.16033 | 0.16033 | 0.16033 | 0.16033 | 0.16033 | 0.16033 | 0.16033 | 0.16033
22 | DR | D2WDLC2 | TS11 | TS11 | 0.77372 | 0.77372 | 0.77372 | 0.77372 | 0.77372 | 0.77372 | 0.77372 | 0.77372 | 0.77372 | 0.77372 | 0.77372 | 0.77372 | 0.77372 | 0.77372 | 0.77372 | 0.77372 | 0.77372 | 0.77372 | 0.77372 | 0.77372 | 0.77372 | 0.77372 | 0.77372 | 0.77372 | 0.77372 | 0.77372 | 0.77372 | 0.77372 | 0.77372 | 0.77372 | 0.77372
22 | DR | D2WDLC2 | TS12 | TS12 | 0.81593 | 0.81593 | 0.81593 | 0.81593 | 0.81593 | 0.81593 | 0.81593 | 0.81593 | 0.81593 | 0.81593 | 0.81593 | 0.81593 | 0.81593 | 0.81593 | 0.81593 | 0.81593 | 0.81593 | 0.81593 | 0.81593 | 0.81593 | 0.81593 | 0.81593 | 0.81593 | 0.81593 | 0.81593 | 0.81593 | 0.81593 | 0.81593 | 0.81593 | 0.81593 | 0.81593
22 | DR | D2WDLC2 | TS13 | TS13 | 0.81736 | 0.81736 | 0.81736 | 0.81736 | 0.81736 | 0.81736 | 0.81736 | 0.81736 | 0.81736 | 0.81736 | 0.81736 | 0.81736 | 0.81736 | 0.81736 | 0.81736 | 0.81736 | 0.81736 | 0.81736 | 0.81736 | 0.81736 | 0.81736 | 0.81736 | 0.81736 | 0.81736 | 0.81736 | 0.81736 | 0.81736 | 0.81736 | 0.81736 | 0.81736 | 0.81736
22 | DR | D2WDLC2 | TS14 | TS14 | 0.66595 | 0.66595 | 0.66595 | 0.66595 | 0.66595 | 0.66595 | 0.66595 | 0.66595 | 0.66595 | 0.66595 | 0.66595 | 0.66595 | 0.66595 | 0.66595 | 0.66595 | 0.66595 | 0.66595 | 0.66595 | 0.66595 | 0.66595 | 0.66595 | 0.66595 | 0.66595 | 0.66595 | 0.66595 | 0.66595 | 0.66595 | 0.66595 | 0.66595 | 0.66595 | 0.66595
22 | DR | D2WDLC2 | TS15 | TS15 | 0.37326 | 0.37326 | 0.37326 | 0.37326 | 0.37326 | 0.37326 | 0.37326 | 0.37326 | 0.37326 | 0.37326 | 0.37326 | 0.37326 | 0.37326 | 0.37326 | 0.37326 | 0.37326 | 0.37326 | 0.37326 | 0.37326 | 0.37326 | 0.37326 | 0.37326 | 0.37326 | 0.37326 | 0.37326 | 0.37326 | 0.37326 | 0.37326 | 0.37326 | 0.37326 | 0.37326
22 | DR | D2WDLC2 | TS16 | TS16 | 0.2882 | 0.2882 | 0.2882 | 0.2882 | 0.2882 | 0.2882 | 0.2882 | 0.2882 | 0.2882 | 0.2882 | 0.2882 | 0.2882 | 0.2882 | 0.2882 | 0.2882 | 0.2882 | 0.2882 | 0.2882 | 0.2882 | 0.2882 | 0.2882 | 0.2882 | 0.2882 | 0.2882 | 0.2882 | 0.2882 | 0.2882 | 0.2882 | 0.2882 | 0.2882 | 0.2882
22 | DR | D2WDLC2 | TS17 | TS17 | 0.39571 | 0.39571 | 0.39571 | 0.39571 | 0.39571 | 0.39571 | 0.39571 | 0.39571 | 0.39571 | 0.39571 | 0.39571 | 0.39571 | 0.39571 | 0.39571 | 0.39571 | 0.39571 | 0.39571 | 0.39571 | 0.39571 | 0.39571 | 0.39571 | 0.39571 | 0.39571 | 0.39571 | 0.39571 | 0.39571 | 0.39571 | 0.39571 | 0.39571 | 0.39571 | 0.39571
22 | DR | D2WDLC2 | TS18 | TS18 | 0.59039 | 0.59039 | 0.59039 | 0.59039 | 0.59039 | 0.59039 | 0.59039 | 0.59039 | 0.59039 | 0.59039 | 0.59039 | 0.59039 | 0.59039 | 0.59039 | 0.59039 | 0.59039 | 0.59039 | 0.59039 | 0.59039 | 0.59039 | 0.59039 | 0.59039 | 0.59039 | 0.59039 | 0.59039 | 0.59039 | 0.59039 | 0.59039 | 0.59039 | 0.59039 | 0.59039
22 | DR | D2WDLC2 | TS19 | TS19 | 0.67797 | 0.67797 | 0.67797 | 0.67797 | 0.67797 | 0.67797 | 0.67797 | 0.67797 | 0.67797 | 0.67797 | 0.67797 | 0.67797 | 0.67797 | 0.67797 | 0.67797 | 0.67797 | 0.67797 | 0.67797 | 0.67797 | 0.67797 | 0.67797 | 0.67797 | 0.67797 | 0.67797 | 0.67797 | 0.67797 | 0.67797 | 0.67797 | 0.67797 | 0.67797 | 0.67797
22 | DR | D2WDLC2 | TS20 | TS20 | 0.71821 | 0.71821 | 0.71821 | 0.71821 | 0.71821 | 0.71821 | 0.71821 | 0.71821 | 0.71821 | 0.71821 | 0.71821 | 0.71821 | 0.71821 | 0.71821 | 0.71821 | 0.71821 | 0.71821 | 0.71821 | 0.71821 | 0.71821 | 0.71821 | 0.71821 | 0.71821 | 0.71821 | 0.71821 | 0.71821 | 0.71821 | 0.71821 | 0.71821 | 0.71821 | 0.71821
22 | DR | D2WDLC2 | TS21 | TS21 | 0.69362 | 0.69362 | 0.69362 | 0.69362 | 0.69362 | 0.69362 | 0.69362 | 0.69362 | 0.69362 | 0.69362 | 0.69362 | 0.69362 | 0.69362 | 0.69362 | 0.69362 | 0.69362 | 0.69362 | 0.69362 | 0.69362 | 0.69362 | 0.69362 | 0.69362 | 0.69362 | 0.69362 | 0.69362 | 0.69362 | 0.69362 | 0.69362 | 0.69362 | 0.69362 | 0.69362
22 | DR | D2WDLC2 | TS22 | TS22 | 0.75011 | 0.75011 | 0.75011 | 0.75011 | 0.75011 | 0.75011 | 0.75011 | 0.75011 | 0.75011 | 0.75011 | 0.75011 | 0.75011 | 0.75011 | 0.75011 | 0.75011 | 0.75011 | 0.75011 | 0.75011 | 0.75011 | 0.75011 | 0.75011 | 0.75011 | 0.75011 | 0.75011 | 0.75011 | 0.75011 | 0.75011 | 0.75011 | 0.75011 | 0.75011 | 0.75011
22 | DR | D2WDLC2 | TS23 | TS23 | 0.76249 | 0.76249 | 0.76249 | 0.76249 | 0.76249 | 0.76249 | 0.76249 | 0.76249 | 0.76249 | 0.76249 | 0.76249 | 0.76249 | 0.76249 | 0.76249 | 0.76249 | 0.76249 | 0.76249 | 0.76249 | 0.76249 | 0.76249 | 0.76249 | 0.76249 | 0.76249 | 0.76249 | 0.76249 | 0.76249 | 0.76249 | 0.76249 | 0.76249 | 0.76249 | 0.76249
22 | DR | D2WDLC2 | TS24 | TS24 | 0.66881 | 0.66881 | 0.66881 | 0.66881 | 0.66881 | 0.66881 | 0.66881 | 0.66881 | 0.66881 | 0.66881 | 0.66881 | 0.66881 | 0.66881 | 0.66881 | 0.66881 | 0.66881 | 0.66881 | 0.66881 | 0.66881 | 0.66881 | 0.66881 | 0.66881 | 0.66881 | 0.66881 | 0.66881 | 0.66881 | 0.66881 | 0.66881 | 0.66881 | 0.66881 | 0.66881
22 | DR | D2WDLC2 | TS25 | TS25 | 0.40034 | 0.40034 | 0.40034 | 0.40034 | 0.40034 | 0.40034 | 0.40034 | 0.40034 | 0.40034 | 0.40034 | 0.40034 | 0.40034 | 0.40034 | 0.40034 | 0.40034 | 0.40034 | 0.40034 | 0.40034 | 0.40034 | 0.40034 | 0.40034 | 0.40034 | 0.40034 | 0.40034 | 0.40034 | 0.40034 | 0.40034 | 0.40034 | 0.40034 | 0.40034 | 0.40034
22 | DR | D2WDLC2 | TS26 | TS26 | 0.34441 | 0.34441 | 0.34441 | 0.34441 | 0.34441 | 0.34441 | 0.34441 | 0.34441 | 0.34441 | 0.34441 | 0.34441 | 0.34441 | 0.34441 | 0.34441 | 0.34441 | 0.34441 | 0.34441 | 0.34441 | 0.34441 | 0.34441 | 0.34441 | 0.34441 | 0.34441 | 0.34441 | 0.34441 | 0.34441 | 0.34441 | 0.34441 | 0.34441 | 0.34441 | 0.34441
22 | DR | D2WDLC2 | TS27 | TS27 | 0.48458 | 0.48458 | 0.48458 | 0.48458 | 0.48458 | 0.48458 | 0.48458 | 0.48458 | 0.48458 | 0.48458 | 0.48458 | 0.48458 | 0.48458 | 0.48458 | 0.48458 | 0.48458 | 0.48458 | 0.48458 | 0.48458 | 0.48458 | 0.48458 | 0.48458 | 0.48458 | 0.48458 | 0.48458 | 0.48458 | 0.48458 | 0.48458 | 0.48458 | 0.48458 | 0.48458
22 | DR | D2WDLC2 | TS28 | TS28 | 0.62652 | 0.62652 | 0.62652 | 0.62652 | 0.62652 | 0.62652 | 0.62652 | 0.62652 | 0.62652 | 0.62652 | 0.62652 | 0.62652 | 0.62652 | 0.62652 | 0.62652 | 0.62652 | 0.62652 | 0.62652 | 0.62652 | 0.62652 | 0.62652 | 0.62652 | 0.62652 | 0.62652 | 0.62652 | 0.62652 | 0.62652 | 0.62652 | 0.62652 | 0.62652 | 0.62652
22 | DR | D2WDLC2 | TS29 | TS29 | 0.62708 | 0.62708 | 0.62708 | 0.62708 | 0.62708 | 0.62708 | 0.62708 | 0.62708 | 0.62708 | 0.62708 | 0.62708 | 0.62708 | 0.62708 | 0.62708 | 0.62708 | 0.62708 | 0.62708 | 0.62708 | 0.62708 | 0.62708 | 0.62708 | 0.62708 | 0.62708 | 0.62708 | 0.62708 | 0.62708 | 0.62708 | 0.62708 | 0.62708 | 0.62708 | 0.62708
22 | DR | D2WDLC2 | TS30 | TS30 | 0.64154 | 0.64154 | 0.64154 | 0.64154 | 0.64154 | 0.64154 | 0.64154 | 0.64154 | 0.64154 | 0.64154 | 0.64154 | 0.64154 | 0.64154 | 0.64154 | 0.64154 | 0.64154 | 0.64154 | 0.64154 | 0.64154 | 0.64154 | 0.64154 | 0.64154 | 0.64154 | 0.64154 | 0.64154 | 0.64154 | 0.64154 | 0.64154 | 0.64154 | 0.64154 | 0.64154
22 | DR | D2WDLC2 | TS31 | TS31 | 0.30115 | 0.30115 | 0.30115 | 0.30115 | 0.30115 | 0.30115 | 0.30115 | 0.30115 | 0.30115 | 0.30115 | 0.30115 | 0.30115 | 0.30115 | 0.30115 | 0.30115 | 0.30115 | 0.30115 | 0.30115 | 0.30115 | 0.30115 | 0.30115 | 0.30115 | 0.30115 | 0.30115 | 0.30115 | 0.30115 | 0.30115 | 0.30115 | 0.30115 | 0.30115 | 0.30115
22 | DR | D2WDLC2 | TS32 | TS32 | 0.36227 | 0.36227 | 0.36227 | 0.36227 | 0.36227 | 0.36227 | 0.36227 | 0.36227 | 0.36227 | 0.36227 | 0.36227 | 0.36227 | 0.36227 | 0.36227 | 0.36227 | 0.36227 | 0.36227 | 0.36227 | 0.36227 | 0.36227 | 0.36227 | 0.36227 | 0.36227 | 0.36227 | 0.36227 | 0.36227 | 0.36227 | 0.36227 | 0.36227 | 0.36227 | 0.36227
22 | DR | D2WDLC2 | TS33 | TS33 | 0.37656 | 0.37656 | 0.37656 | 0.37656 | 0.37656 | 0.37656 | 0.37656 | 0.37656 | 0.37656 | 0.37656 | 0.37656 | 0.37656 | 0.37656 | 0.37656 | 0.37656 | 0.37656 | 0.37656 | 0.37656 | 0.37656 | 0.37656 | 0.37656 | 0.37656 | 0.37656 | 0.37656 | 0.37656 | 0.37656 | 0.37656 | 0.37656 | 0.37656 | 0.37656 | 0.37656
22 | DR | D2WDLC2 | TS34 | TS34 | 0.3459 | 0.3459 | 0.3459 | 0.3459 | 0.3459 | 0.3459 | 0.3459 | 0.3459 | 0.3459 | 0.3459 | 0.3459 | 0.3459 | 0.3459 | 0.3459 | 0.3459 | 0.3459 | 0.3459 | 0.3459 | 0.3459 | 0.3459 | 0.3459 | 0.3459 | 0.3459 | 0.3459 | 0.3459 | 0.3459 | 0.3459 | 0.3459 | 0.3459 | 0.3459 | 0.3459
22 | DR | D2WDLC2 | TS35 | TS35 | 0.29375 | 0.29375 | 0.29375 | 0.29375 | 0.29375 | 0.29375 | 0.29375 | 0.29375 | 0.29375 | 0.29375 | 0.29375 | 0.29375 | 0.29375 | 0.29375 | 0.29375 | 0.29375 | 0.29375 | 0.29375 | 0.29375 | 0.29375 | 0.29375 | 0.29375 | 0.29375 | 0.29375 | 0.29375 | 0.29375 | 0.29375 | 0.29375 | 0.29375 | 0.29375 | 0.29375
22 | DR | D2WDLC2 | TS36 | TS36 | 0.23972 | 0.23972 | 0.23972 | 0.23972 | 0.23972 | 0.23972 | 0.23972 | 0.23972 | 0.23972 | 0.23972 | 0.23972 | 0.23972 | 0.23972 | 0.23972 | 0.23972 | 0.23972 | 0.23972 | 0.23972 | 0.23972 | 0.23972 | 0.23972 | 0.23972 | 0.23972 | 0.23972 | 0.23972 | 0.23972 | 0.23972 | 0.23972 | 0.23972 | 0.23972 | 0.23972
22 | DR | D2WDLC2 | TS37 | TS37 | 0.21931 | 0.21931 | 0.21931 | 0.21931 | 0.21931 | 0.21931 | 0.21931 | 0.21931 | 0.21931 | 0.21931 | 0.21931 | 0.21931 | 0.21931 | 0.21931 | 0.21931 | 0.21931 | 0.21931 | 0.21931 | 0.21931 | 0.21931 | 0.21931 | 0.21931 | 0.21931 | 0.21931 | 0.21931 | 0.21931 | 0.21931 | 0.21931 | 0.21931 | 0.21931 | 0.21931
22 | DR | D2WDLC2 | TS38 | TS38 | 0.25464 | 0.25464 | 0.25464 | 0.25464 | 0.25464 | 0.25464 | 0.25464 | 0.25464 | 0.25464 | 0.25464 | 0.25464 | 0.25464 | 0.25464 | 0.25464 | 0.25464 | 0.25464 | 0.25464 | 0.25464 | 0.25464 | 0.25464 | 0.25464 | 0.25464 | 0.25464 | 0.25464 | 0.25464 | 0.25464 | 0.25464 | 0.25464 | 0.25464 | 0.25464 | 0.25464
22 | DR | D2WDLC2 | TS39 | TS39 | 0.2501 | 0.2501 | 0.2501 | 0.2501 | 0.2501 | 0.2501 | 0.2501 | 0.2501 | 0.2501 | 0.2501 | 0.2501 | 0.2501 | 0.2501 | 0.2501 | 0.2501 | 0.2501 | 0.2501 | 0.2501 | 0.2501 | 0.2501 | 0.2501 | 0.2501 | 0.2501 | 0.2501 | 0.2501 | 0.2501 | 0.2501 | 0.2501 | 0.2501 | 0.2501 | 0.2501
22 | DR | D2WDLC2 | TS40 | TS40 | 0.25791 | 0.25791 | 0.25791 | 0.25791 | 0.25791 | 0.25791 | 0.25791 | 0.25791 | 0.25791 | 0.25791 | 0.25791 | 0.25791 | 0.25791 | 0.25791 | 0.25791 | 0.25791 | 0.25791 | 0.25791 | 0.25791 | 0.25791 | 0.25791 | 0.25791 | 0.25791 | 0.25791 | 0.25791 | 0.25791 | 0.25791 | 0.25791 | 0.25791 | 0.25791 | 0.25791
23 | DR | D2WDLC3 |  | [DRC,D2WDLC3,*,*] : | 2020 | 2021 | 2022 | 2023 | 2024 | 2025 | 2026 | 2027 | 2028 | 2029 | 2030 | 2031 | 2032 | 2033 | 2034 | 2035 | 2036 | 2037 | 2038 | 2039 | 2040 | 2041 | 2042 | 2043 | 2044 | 2045 | 2046 | 2047 | 2048 | 2049 | 2050 :=
23 | DR | D2WDLC3 | TS01 | TS01 | 0.18413 | 0.18413 | 0.18413 | 0.18413 | 0.18413 | 0.18413 | 0.18413 | 0.18413 | 0.18413 | 0.18413 | 0.18413 | 0.18413 | 0.18413 | 0.18413 | 0.18413 | 0.18413 | 0.18413 | 0.18413 | 0.18413 | 0.18413 | 0.18413 | 0.18413 | 0.18413 | 0.18413 | 0.18413 | 0.18413 | 0.18413 | 0.18413 | 0.18413 | 0.18413 | 0.18413
23 | DR | D2WDLC3 | TS02 | TS02 | 0.20436 | 0.20436 | 0.20436 | 0.20436 | 0.20436 | 0.20436 | 0.20436 | 0.20436 | 0.20436 | 0.20436 | 0.20436 | 0.20436 | 0.20436 | 0.20436 | 0.20436 | 0.20436 | 0.20436 | 0.20436 | 0.20436 | 0.20436 | 0.20436 | 0.20436 | 0.20436 | 0.20436 | 0.20436 | 0.20436 | 0.20436 | 0.20436 | 0.20436 | 0.20436 | 0.20436
23 | DR | D2WDLC3 | TS03 | TS03 | 0.23769 | 0.23769 | 0.23769 | 0.23769 | 0.23769 | 0.23769 | 0.23769 | 0.23769 | 0.23769 | 0.23769 | 0.23769 | 0.23769 | 0.23769 | 0.23769 | 0.23769 | 0.23769 | 0.23769 | 0.23769 | 0.23769 | 0.23769 | 0.23769 | 0.23769 | 0.23769 | 0.23769 | 0.23769 | 0.23769 | 0.23769 | 0.23769 | 0.23769 | 0.23769 | 0.23769
23 | DR | D2WDLC3 | TS04 | TS04 | 0.28065 | 0.28065 | 0.28065 | 0.28065 | 0.28065 | 0.28065 | 0.28065 | 0.28065 | 0.28065 | 0.28065 | 0.28065 | 0.28065 | 0.28065 | 0.28065 | 0.28065 | 0.28065 | 0.28065 | 0.28065 | 0.28065 | 0.28065 | 0.28065 | 0.28065 | 0.28065 | 0.28065 | 0.28065 | 0.28065 | 0.28065 | 0.28065 | 0.28065 | 0.28065 | 0.28065
23 | DR | D2WDLC3 | TS05 | TS05 | 0.31947 | 0.31947 | 0.31947 | 0.31947 | 0.31947 | 0.31947 | 0.31947 | 0.31947 | 0.31947 | 0.31947 | 0.31947 | 0.31947 | 0.31947 | 0.31947 | 0.31947 | 0.31947 | 0.31947 | 0.31947 | 0.31947 | 0.31947 | 0.31947 | 0.31947 | 0.31947 | 0.31947 | 0.31947 | 0.31947 | 0.31947 | 0.31947 | 0.31947 | 0.31947 | 0.31947
23 | DR | D2WDLC3 | TS06 | TS06 | 0.31449 | 0.31449 | 0.31449 | 0.31449 | 0.31449 | 0.31449 | 0.31449 | 0.31449 | 0.31449 | 0.31449 | 0.31449 | 0.31449 | 0.31449 | 0.31449 | 0.31449 | 0.31449 | 0.31449 | 0.31449 | 0.31449 | 0.31449 | 0.31449 | 0.31449 | 0.31449 | 0.31449 | 0.31449 | 0.31449 | 0.31449 | 0.31449 | 0.31449 | 0.31449 | 0.31449
23 | DR | D2WDLC3 | TS07 | TS07 | 0.18006 | 0.18006 | 0.18006 | 0.18006 | 0.18006 | 0.18006 | 0.18006 | 0.18006 | 0.18006 | 0.18006 | 0.18006 | 0.18006 | 0.18006 | 0.18006 | 0.18006 | 0.18006 | 0.18006 | 0.18006 | 0.18006 | 0.18006 | 0.18006 | 0.18006 | 0.18006 | 0.18006 | 0.18006 | 0.18006 | 0.18006 | 0.18006 | 0.18006 | 0.18006 | 0.18006
23 | DR | D2WDLC3 | TS08 | TS08 | 0.16298 | 0.16298 | 0.16298 | 0.16298 | 0.16298 | 0.16298 | 0.16298 | 0.16298 | 0.16298 | 0.16298 | 0.16298 | 0.16298 | 0.16298 | 0.16298 | 0.16298 | 0.16298 | 0.16298 | 0.16298 | 0.16298 | 0.16298 | 0.16298 | 0.16298 | 0.16298 | 0.16298 | 0.16298 | 0.16298 | 0.16298 | 0.16298 | 0.16298 | 0.16298 | 0.16298
23 | DR | D2WDLC3 | TS09 | TS09 | 0.16374 | 0.16374 | 0.16374 | 0.16374 | 0.16374 | 0.16374 | 0.16374 | 0.16374 | 0.16374 | 0.16374 | 0.16374 | 0.16374 | 0.16374 | 0.16374 | 0.16374 | 0.16374 | 0.16374 | 0.16374 | 0.16374 | 0.16374 | 0.16374 | 0.16374 | 0.16374 | 0.16374 | 0.16374 | 0.16374 | 0.16374 | 0.16374 | 0.16374 | 0.16374 | 0.16374
23 | DR | D2WDLC3 | TS10 | TS10 | 0.16033 | 0.16033 | 0.16033 | 0.16033 | 0.16033 | 0.16033 | 0.16033 | 0.16033 | 0.16033 | 0.16033 | 0.16033 | 0.16033 | 0.16033 | 0.16033 | 0.16033 | 0.16033 | 0.16033 | 0.16033 | 0.16033 | 0.16033 | 0.16033 | 0.16033 | 0.16033 | 0.16033 | 0.16033 | 0.16033 | 0.16033 | 0.16033 | 0.16033 | 0.16033 | 0.16033
23 | DR | D2WDLC3 | TS11 | TS11 | 0.77372 | 0.77372 | 0.77372 | 0.77372 | 0.77372 | 0.77372 | 0.77372 | 0.77372 | 0.77372 | 0.77372 | 0.77372 | 0.77372 | 0.77372 | 0.77372 | 0.77372 | 0.77372 | 0.77372 | 0.77372 | 0.77372 | 0.77372 | 0.77372 | 0.77372 | 0.77372 | 0.77372 | 0.77372 | 0.77372 | 0.77372 | 0.77372 | 0.77372 | 0.77372 | 0.77372
23 | DR | D2WDLC3 | TS12 | TS12 | 0.81593 | 0.81593 | 0.81593 | 0.81593 | 0.81593 | 0.81593 | 0.81593 | 0.81593 | 0.81593 | 0.81593 | 0.81593 | 0.81593 | 0.81593 | 0.81593 | 0.81593 | 0.81593 | 0.81593 | 0.81593 | 0.81593 | 0.81593 | 0.81593 | 0.81593 | 0.81593 | 0.81593 | 0.81593 | 0.81593 | 0.81593 | 0.81593 | 0.81593 | 0.81593 | 0.81593
23 | DR | D2WDLC3 | TS13 | TS13 | 0.81736 | 0.81736 | 0.81736 | 0.81736 | 0.81736 | 0.81736 | 0.81736 | 0.81736 | 0.81736 | 0.81736 | 0.81736 | 0.81736 | 0.81736 | 0.81736 | 0.81736 | 0.81736 | 0.81736 | 0.81736 | 0.81736 | 0.81736 | 0.81736 | 0.81736 | 0.81736 | 0.81736 | 0.81736 | 0.81736 | 0.81736 | 0.81736 | 0.81736 | 0.81736 | 0.81736
23 | DR | D2WDLC3 | TS14 | TS14 | 0.66595 | 0.66595 | 0.66595 | 0.66595 | 0.66595 | 0.66595 | 0.66595 | 0.66595 | 0.66595 | 0.66595 | 0.66595 | 0.66595 | 0.66595 | 0.66595 | 0.66595 | 0.66595 | 0.66595 | 0.66595 | 0.66595 | 0.66595 | 0.66595 | 0.66595 | 0.66595 | 0.66595 | 0.66595 | 0.66595 | 0.66595 | 0.66595 | 0.66595 | 0.66595 | 0.66595
23 | DR | D2WDLC3 | TS15 | TS15 | 0.37326 | 0.37326 | 0.37326 | 0.37326 | 0.37326 | 0.37326 | 0.37326 | 0.37326 | 0.37326 | 0.37326 | 0.37326 | 0.37326 | 0.37326 | 0.37326 | 0.37326 | 0.37326 | 0.37326 | 0.37326 | 0.37326 | 0.37326 | 0.37326 | 0.37326 | 0.37326 | 0.37326 | 0.37326 | 0.37326 | 0.37326 | 0.37326 | 0.37326 | 0.37326 | 0.37326
23 | DR | D2WDLC3 | TS16 | TS16 | 0.2882 | 0.2882 | 0.2882 | 0.2882 | 0.2882 | 0.2882 | 0.2882 | 0.2882 | 0.2882 | 0.2882 | 0.2882 | 0.2882 | 0.2882 | 0.2882 | 0.2882 | 0.2882 | 0.2882 | 0.2882 | 0.2882 | 0.2882 | 0.2882 | 0.2882 | 0.2882 | 0.2882 | 0.2882 | 0.2882 | 0.2882 | 0.2882 | 0.2882 | 0.2882 | 0.2882
23 | DR | D2WDLC3 | TS17 | TS17 | 0.39571 | 0.39571 | 0.39571 | 0.39571 | 0.39571 | 0.39571 | 0.39571 | 0.39571 | 0.39571 | 0.39571 | 0.39571 | 0.39571 | 0.39571 | 0.39571 | 0.39571 | 0.39571 | 0.39571 | 0.39571 | 0.39571 | 0.39571 | 0.39571 | 0.39571 | 0.39571 | 0.39571 | 0.39571 | 0.39571 | 0.39571 | 0.39571 | 0.39571 | 0.39571 | 0.39571
23 | DR | D2WDLC3 | TS18 | TS18 | 0.59039 | 0.59039 | 0.59039 | 0.59039 | 0.59039 | 0.59039 | 0.59039 | 0.59039 | 0.59039 | 0.59039 | 0.59039 | 0.59039 | 0.59039 | 0.59039 | 0.59039 | 0.59039 | 0.59039 | 0.59039 | 0.59039 | 0.59039 | 0.59039 | 0.59039 | 0.59039 | 0.59039 | 0.59039 | 0.59039 | 0.59039 | 0.59039 | 0.59039 | 0.59039 | 0.59039
23 | DR | D2WDLC3 | TS19 | TS19 | 0.67797 | 0.67797 | 0.67797 | 0.67797 | 0.67797 | 0.67797 | 0.67797 | 0.67797 | 0.67797 | 0.67797 | 0.67797 | 0.67797 | 0.67797 | 0.67797 | 0.67797 | 0.67797 | 0.67797 | 0.67797 | 0.67797 | 0.67797 | 0.67797 | 0.67797 | 0.67797 | 0.67797 | 0.67797 | 0.67797 | 0.67797 | 0.67797 | 0.67797 | 0.67797 | 0.67797
23 | DR | D2WDLC3 | TS20 | TS20 | 0.71821 | 0.71821 | 0.71821 | 0.71821 | 0.71821 | 0.71821 | 0.71821 | 0.71821 | 0.71821 | 0.71821 | 0.71821 | 0.71821 | 0.71821 | 0.71821 | 0.71821 | 0.71821 | 0.71821 | 0.71821 | 0.71821 | 0.71821 | 0.71821 | 0.71821 | 0.71821 | 0.71821 | 0.71821 | 0.71821 | 0.71821 | 0.71821 | 0.71821 | 0.71821 | 0.71821
23 | DR | D2WDLC3 | TS21 | TS21 | 0.69362 | 0.69362 | 0.69362 | 0.69362 | 0.69362 | 0.69362 | 0.69362 | 0.69362 | 0.69362 | 0.69362 | 0.69362 | 0.69362 | 0.69362 | 0.69362 | 0.69362 | 0.69362 | 0.69362 | 0.69362 | 0.69362 | 0.69362 | 0.69362 | 0.69362 | 0.69362 | 0.69362 | 0.69362 | 0.69362 | 0.69362 | 0.69362 | 0.69362 | 0.69362 | 0.69362
23 | DR | D2WDLC3 | TS22 | TS22 | 0.75011 | 0.75011 | 0.75011 | 0.75011 | 0.75011 | 0.75011 | 0.75011 | 0.75011 | 0.75011 | 0.75011 | 0.75011 | 0.75011 | 0.75011 | 0.75011 | 0.75011 | 0.75011 | 0.75011 | 0.75011 | 0.75011 | 0.75011 | 0.75011 | 0.75011 | 0.75011 | 0.75011 | 0.75011 | 0.75011 | 0.75011 | 0.75011 | 0.75011 | 0.75011 | 0.75011
23 | DR | D2WDLC3 | TS23 | TS23 | 0.76249 | 0.76249 | 0.76249 | 0.76249 | 0.76249 | 0.76249 | 0.76249 | 0.76249 | 0.76249 | 0.76249 | 0.76249 | 0.76249 | 0.76249 | 0.76249 | 0.76249 | 0.76249 | 0.76249 | 0.76249 | 0.76249 | 0.76249 | 0.76249 | 0.76249 | 0.76249 | 0.76249 | 0.76249 | 0.76249 | 0.76249 | 0.76249 | 0.76249 | 0.76249 | 0.76249
23 | DR | D2WDLC3 | TS24 | TS24 | 0.66881 | 0.66881 | 0.66881 | 0.66881 | 0.66881 | 0.66881 | 0.66881 | 0.66881 | 0.66881 | 0.66881 | 0.66881 | 0.66881 | 0.66881 | 0.66881 | 0.66881 | 0.66881 | 0.66881 | 0.66881 | 0.66881 | 0.66881 | 0.66881 | 0.66881 | 0.66881 | 0.66881 | 0.66881 | 0.66881 | 0.66881 | 0.66881 | 0.66881 | 0.66881 | 0.66881
23 | DR | D2WDLC3 | TS25 | TS25 | 0.40034 | 0.40034 | 0.40034 | 0.40034 | 0.40034 | 0.40034 | 0.40034 | 0.40034 | 0.40034 | 0.40034 | 0.40034 | 0.40034 | 0.40034 | 0.40034 | 0.40034 | 0.40034 | 0.40034 | 0.40034 | 0.40034 | 0.40034 | 0.40034 | 0.40034 | 0.40034 | 0.40034 | 0.40034 | 0.40034 | 0.40034 | 0.40034 | 0.40034 | 0.40034 | 0.40034
23 | DR | D2WDLC3 | TS26 | TS26 | 0.34441 | 0.34441 | 0.34441 | 0.34441 | 0.34441 | 0.34441 | 0.34441 | 0.34441 | 0.34441 | 0.34441 | 0.34441 | 0.34441 | 0.34441 | 0.34441 | 0.34441 | 0.34441 | 0.34441 | 0.34441 | 0.34441 | 0.34441 | 0.34441 | 0.34441 | 0.34441 | 0.34441 | 0.34441 | 0.34441 | 0.34441 | 0.34441 | 0.34441 | 0.34441 | 0.34441
23 | DR | D2WDLC3 | TS27 | TS27 | 0.48458 | 0.48458 | 0.48458 | 0.48458 | 0.48458 | 0.48458 | 0.48458 | 0.48458 | 0.48458 | 0.48458 | 0.48458 | 0.48458 | 0.48458 | 0.48458 | 0.48458 | 0.48458 | 0.48458 | 0.48458 | 0.48458 | 0.48458 | 0.48458 | 0.48458 | 0.48458 | 0.48458 | 0.48458 | 0.48458 | 0.48458 | 0.48458 | 0.48458 | 0.48458 | 0.48458
23 | DR | D2WDLC3 | TS28 | TS28 | 0.62652 | 0.62652 | 0.62652 | 0.62652 | 0.62652 | 0.62652 | 0.62652 | 0.62652 | 0.62652 | 0.62652 | 0.62652 | 0.62652 | 0.62652 | 0.62652 | 0.62652 | 0.62652 | 0.62652 | 0.62652 | 0.62652 | 0.62652 | 0.62652 | 0.62652 | 0.62652 | 0.62652 | 0.62652 | 0.62652 | 0.62652 | 0.62652 | 0.62652 | 0.62652 | 0.62652
23 | DR | D2WDLC3 | TS29 | TS29 | 0.62708 | 0.62708 | 0.62708 | 0.62708 | 0.62708 | 0.62708 | 0.62708 | 0.62708 | 0.62708 | 0.62708 | 0.62708 | 0.62708 | 0.62708 | 0.62708 | 0.62708 | 0.62708 | 0.62708 | 0.62708 | 0.62708 | 0.62708 | 0.62708 | 0.62708 | 0.62708 | 0.62708 | 0.62708 | 0.62708 | 0.62708 | 0.62708 | 0.62708 | 0.62708 | 0.62708
23 | DR | D2WDLC3 | TS30 | TS30 | 0.64154 | 0.64154 | 0.64154 | 0.64154 | 0.64154 | 0.64154 | 0.64154 | 0.64154 | 0.64154 | 0.64154 | 0.64154 | 0.64154 | 0.64154 | 0.64154 | 0.64154 | 0.64154 | 0.64154 | 0.64154 | 0.64154 | 0.64154 | 0.64154 | 0.64154 | 0.64154 | 0.64154 | 0.64154 | 0.64154 | 0.64154 | 0.64154 | 0.64154 | 0.64154 | 0.64154
23 | DR | D2WDLC3 | TS31 | TS31 | 0.30115 | 0.30115 | 0.30115 | 0.30115 | 0.30115 | 0.30115 | 0.30115 | 0.30115 | 0.30115 | 0.30115 | 0.30115 | 0.30115 | 0.30115 | 0.30115 | 0.30115 | 0.30115 | 0.30115 | 0.30115 | 0.30115 | 0.30115 | 0.30115 | 0.30115 | 0.30115 | 0.30115 | 0.30115 | 0.30115 | 0.30115 | 0.30115 | 0.30115 | 0.30115 | 0.30115
23 | DR | D2WDLC3 | TS32 | TS32 | 0.36227 | 0.36227 | 0.36227 | 0.36227 | 0.36227 | 0.36227 | 0.36227 | 0.36227 | 0.36227 | 0.36227 | 0.36227 | 0.36227 | 0.36227 | 0.36227 | 0.36227 | 0.36227 | 0.36227 | 0.36227 | 0.36227 | 0.36227 | 0.36227 | 0.36227 | 0.36227 | 0.36227 | 0.36227 | 0.36227 | 0.36227 | 0.36227 | 0.36227 | 0.36227 | 0.36227
23 | DR | D2WDLC3 | TS33 | TS33 | 0.37656 | 0.37656 | 0.37656 | 0.37656 | 0.37656 | 0.37656 | 0.37656 | 0.37656 | 0.37656 | 0.37656 | 0.37656 | 0.37656 | 0.37656 | 0.37656 | 0.37656 | 0.37656 | 0.37656 | 0.37656 | 0.37656 | 0.37656 | 0.37656 | 0.37656 | 0.37656 | 0.37656 | 0.37656 | 0.37656 | 0.37656 | 0.37656 | 0.37656 | 0.37656 | 0.37656
23 | DR | D2WDLC3 | TS34 | TS34 | 0.3459 | 0.3459 | 0.3459 | 0.3459 | 0.3459 | 0.3459 | 0.3459 | 0.3459 | 0.3459 | 0.3459 | 0.3459 | 0.3459 | 0.3459 | 0.3459 | 0.3459 | 0.3459 | 0.3459 | 0.3459 | 0.3459 | 0.3459 | 0.3459 | 0.3459 | 0.3459 | 0.3459 | 0.3459 | 0.3459 | 0.3459 | 0.3459 | 0.3459 | 0.3459 | 0.3459
23 | DR | D2WDLC3 | TS35 | TS35 | 0.29375 | 0.29375 | 0.29375 | 0.29375 | 0.29375 | 0.29375 | 0.29375 | 0.29375 | 0.29375 | 0.29375 | 0.29375 | 0.29375 | 0.29375 | 0.29375 | 0.29375 | 0.29375 | 0.29375 | 0.29375 | 0.29375 | 0.29375 | 0.29375 | 0.29375 | 0.29375 | 0.29375 | 0.29375 | 0.29375 | 0.29375 | 0.29375 | 0.29375 | 0.29375 | 0.29375
23 | DR | D2WDLC3 | TS36 | TS36 | 0.23972 | 0.23972 | 0.23972 | 0.23972 | 0.23972 | 0.23972 | 0.23972 | 0.23972 | 0.23972 | 0.23972 | 0.23972 | 0.23972 | 0.23972 | 0.23972 | 0.23972 | 0.23972 | 0.23972 | 0.23972 | 0.23972 | 0.23972 | 0.23972 | 0.23972 | 0.23972 | 0.23972 | 0.23972 | 0.23972 | 0.23972 | 0.23972 | 0.23972 | 0.23972 | 0.23972
23 | DR | D2WDLC3 | TS37 | TS37 | 0.21931 | 0.21931 | 0.21931 | 0.21931 | 0.21931 | 0.21931 | 0.21931 | 0.21931 | 0.21931 | 0.21931 | 0.21931 | 0.21931 | 0.21931 | 0.21931 | 0.21931 | 0.21931 | 0.21931 | 0.21931 | 0.21931 | 0.21931 | 0.21931 | 0.21931 | 0.21931 | 0.21931 | 0.21931 | 0.21931 | 0.21931 | 0.21931 | 0.21931 | 0.21931 | 0.21931
23 | DR | D2WDLC3 | TS38 | TS38 | 0.25464 | 0.25464 | 0.25464 | 0.25464 | 0.25464 | 0.25464 | 0.25464 | 0.25464 | 0.25464 | 0.25464 | 0.25464 | 0.25464 | 0.25464 | 0.25464 | 0.25464 | 0.25464 | 0.25464 | 0.25464 | 0.25464 | 0.25464 | 0.25464 | 0.25464 | 0.25464 | 0.25464 | 0.25464 | 0.25464 | 0.25464 | 0.25464 | 0.25464 | 0.25464 | 0.25464
23 | DR | D2WDLC3 | TS39 | TS39 | 0.2501 | 0.2501 | 0.2501 | 0.2501 | 0.2501 | 0.2501 | 0.2501 | 0.2501 | 0.2501 | 0.2501 | 0.2501 | 0.2501 | 0.2501 | 0.2501 | 0.2501 | 0.2501 | 0.2501 | 0.2501 | 0.2501 | 0.2501 | 0.2501 | 0.2501 | 0.2501 | 0.2501 | 0.2501 | 0.2501 | 0.2501 | 0.2501 | 0.2501 | 0.2501 | 0.2501
23 | DR | D2WDLC3 | TS40 | TS40 | 0.25791 | 0.25791 | 0.25791 | 0.25791 | 0.25791 | 0.25791 | 0.25791 | 0.25791 | 0.25791 | 0.25791 | 0.25791 | 0.25791 | 0.25791 | 0.25791 | 0.25791 | 0.25791 | 0.25791 | 0.25791 | 0.25791 | 0.25791 | 0.25791 | 0.25791 | 0.25791 | 0.25791 | 0.25791 | 0.25791 | 0.25791 | 0.25791 | 0.25791 | 0.25791 | 0.25791
24 | DR | D2WDLC4 |  | [DRC,D2WDLC4,*,*] : | 2020 | 2021 | 2022 | 2023 | 2024 | 2025 | 2026 | 2027 | 2028 | 2029 | 2030 | 2031 | 2032 | 2033 | 2034 | 2035 | 2036 | 2037 | 2038 | 2039 | 2040 | 2041 | 2042 | 2043 | 2044 | 2045 | 2046 | 2047 | 2048 | 2049 | 2050 :=
24 | DR | D2WDLC4 | TS01 | TS01 | 0.1594 | 0.1594 | 0.1594 | 0.1594 | 0.1594 | 0.1594 | 0.1594 | 0.1594 | 0.1594 | 0.1594 | 0.1594 | 0.1594 | 0.1594 | 0.1594 | 0.1594 | 0.1594 | 0.1594 | 0.1594 | 0.1594 | 0.1594 | 0.1594 | 0.1594 | 0.1594 | 0.1594 | 0.1594 | 0.1594 | 0.1594 | 0.1594 | 0.1594 | 0.1594 | 0.1594
24 | DR | D2WDLC4 | TS02 | TS02 | 0.13537 | 0.13537 | 0.13537 | 0.13537 | 0.13537 | 0.13537 | 0.13537 | 0.13537 | 0.13537 | 0.13537 | 0.13537 | 0.13537 | 0.13537 | 0.13537 | 0.13537 | 0.13537 | 0.13537 | 0.13537 | 0.13537 | 0.13537 | 0.13537 | 0.13537 | 0.13537 | 0.13537 | 0.13537 | 0.13537 | 0.13537 | 0.13537 | 0.13537 | 0.13537 | 0.13537
24 | DR | D2WDLC4 | TS03 | TS03 | 0.19846 | 0.19846 | 0.19846 | 0.19846 | 0.19846 | 0.19846 | 0.19846 | 0.19846 | 0.19846 | 0.19846 | 0.19846 | 0.19846 | 0.19846 | 0.19846 | 0.19846 | 0.19846 | 0.19846 | 0.19846 | 0.19846 | 0.19846 | 0.19846 | 0.19846 | 0.19846 | 0.19846 | 0.19846 | 0.19846 | 0.19846 | 0.19846 | 0.19846 | 0.19846 | 0.19846
24 | DR | D2WDLC4 | TS04 | TS04 | 0.25347 | 0.25347 | 0.25347 | 0.25347 | 0.25347 | 0.25347 | 0.25347 | 0.25347 | 0.25347 | 0.25347 | 0.25347 | 0.25347 | 0.25347 | 0.25347 | 0.25347 | 0.25347 | 0.25347 | 0.25347 | 0.25347 | 0.25347 | 0.25347 | 0.25347 | 0.25347 | 0.25347 | 0.25347 | 0.25347 | 0.25347 | 0.25347 | 0.25347 | 0.25347 | 0.25347
24 | DR | D2WDLC4 | TS05 | TS05 | 0.25486 | 0.25486 | 0.25486 | 0.25486 | 0.25486 | 0.25486 | 0.25486 | 0.25486 | 0.25486 | 0.25486 | 0.25486 | 0.25486 | 0.25486 | 0.25486 | 0.25486 | 0.25486 | 0.25486 | 0.25486 | 0.25486 | 0.25486 | 0.25486 | 0.25486 | 0.25486 | 0.25486 | 0.25486 | 0.25486 | 0.25486 | 0.25486 | 0.25486 | 0.25486 | 0.25486
24 | DR | D2WDLC4 | TS06 | TS06 | 0.23229 | 0.23229 | 0.23229 | 0.23229 | 0.23229 | 0.23229 | 0.23229 | 0.23229 | 0.23229 | 0.23229 | 0.23229 | 0.23229 | 0.23229 | 0.23229 | 0.23229 | 0.23229 | 0.23229 | 0.23229 | 0.23229 | 0.23229 | 0.23229 | 0.23229 | 0.23229 | 0.23229 | 0.23229 | 0.23229 | 0.23229 | 0.23229 | 0.23229 | 0.23229 | 0.23229
24 | DR | D2WDLC4 | TS07 | TS07 | 0.17932 | 0.17932 | 0.17932 | 0.17932 | 0.17932 | 0.17932 | 0.17932 | 0.17932 | 0.17932 | 0.17932 | 0.17932 | 0.17932 | 0.17932 | 0.17932 | 0.17932 | 0.17932 | 0.17932 | 0.17932 | 0.17932 | 0.17932 | 0.17932 | 0.17932 | 0.17932 | 0.17932 | 0.17932 | 0.17932 | 0.17932 | 0.17932 | 0.17932 | 0.17932 | 0.17932
24 | DR | D2WDLC4 | TS08 | TS08 | 0.13657 | 0.13657 | 0.13657 | 0.13657 | 0.13657 | 0.13657 | 0.13657 | 0.13657 | 0.13657 | 0.13657 | 0.13657 | 0.13657 | 0.13657 | 0.13657 | 0.13657 | 0.13657 | 0.13657 | 0.13657 | 0.13657 | 0.13657 | 0.13657 | 0.13657 | 0.13657 | 0.13657 | 0.13657 | 0.13657 | 0.13657 | 0.13657 | 0.13657 | 0.13657 | 0.13657
24 | DR | D2WDLC4 | TS09 | TS09 | 0.11085 | 0.11085 | 0.11085 | 0.11085 | 0.11085 | 0.11085 | 0.11085 | 0.11085 | 0.11085 | 0.11085 | 0.11085 | 0.11085 | 0.11085 | 0.11085 | 0.11085 | 0.11085 | 0.11085 | 0.11085 | 0.11085 | 0.11085 | 0.11085 | 0.11085 | 0.11085 | 0.11085 | 0.11085 | 0.11085 | 0.11085 | 0.11085 | 0.11085 | 0.11085 | 0.11085
24 | DR | D2WDLC4 | TS10 | TS10 | 0.12334 | 0.12334 | 0.12334 | 0.12334 | 0.12334 | 0.12334 | 0.12334 | 0.12334 | 0.12334 | 0.12334 | 0.12334 | 0.12334 | 0.12334 | 0.12334 | 0.12334 | 0.12334 | 0.12334 | 0.12334 | 0.12334 | 0.12334 | 0.12334 | 0.12334 | 0.12334 | 0.12334 | 0.12334 | 0.12334 | 0.12334 | 0.12334 | 0.12334 | 0.12334 | 0.12334
24 | DR | D2WDLC4 | TS11 | TS11 | 0.61723 | 0.61723 | 0.61723 | 0.61723 | 0.61723 | 0.61723 | 0.61723 | 0.61723 | 0.61723 | 0.61723 | 0.61723 | 0.61723 | 0.61723 | 0.61723 | 0.61723 | 0.61723 | 0.61723 | 0.61723 | 0.61723 | 0.61723 | 0.61723 | 0.61723 | 0.61723 | 0.61723 | 0.61723 | 0.61723 | 0.61723 | 0.61723 | 0.61723 | 0.61723 | 0.61723
24 | DR | D2WDLC4 | TS12 | TS12 | 0.61536 | 0.61536 | 0.61536 | 0.61536 | 0.61536 | 0.61536 | 0.61536 | 0.61536 | 0.61536 | 0.61536 | 0.61536 | 0.61536 | 0.61536 | 0.61536 | 0.61536 | 0.61536 | 0.61536 | 0.61536 | 0.61536 | 0.61536 | 0.61536 | 0.61536 | 0.61536 | 0.61536 | 0.61536 | 0.61536 | 0.61536 | 0.61536 | 0.61536 | 0.61536 | 0.61536
24 | DR | D2WDLC4 | TS13 | TS13 | 0.73511 | 0.73511 | 0.73511 | 0.73511 | 0.73511 | 0.73511 | 0.73511 | 0.73511 | 0.73511 | 0.73511 | 0.73511 | 0.73511 | 0.73511 | 0.73511 | 0.73511 | 0.73511 | 0.73511 | 0.73511 | 0.73511 | 0.73511 | 0.73511 | 0.73511 | 0.73511 | 0.73511 | 0.73511 | 0.73511 | 0.73511 | 0.73511 | 0.73511 | 0.73511 | 0.73511
24 | DR | D2WDLC4 | TS14 | TS14 | 0.62146 | 0.62146 | 0.62146 | 0.62146 | 0.62146 | 0.62146 | 0.62146 | 0.62146 | 0.62146 | 0.62146 | 0.62146 | 0.62146 | 0.62146 | 0.62146 | 0.62146 | 0.62146 | 0.62146 | 0.62146 | 0.62146 | 0.62146 | 0.62146 | 0.62146 | 0.62146 | 0.62146 | 0.62146 | 0.62146 | 0.62146 | 0.62146 | 0.62146 | 0.62146 | 0.62146
24 | DR | D2WDLC4 | TS15 | TS15 | 0.40571 | 0.40571 | 0.40571 | 0.40571 | 0.40571 | 0.40571 | 0.40571 | 0.40571 | 0.40571 | 0.40571 | 0.40571 | 0.40571 | 0.40571 | 0.40571 | 0.40571 | 0.40571 | 0.40571 | 0.40571 | 0.40571 | 0.40571 | 0.40571 | 0.40571 | 0.40571 | 0.40571 | 0.40571 | 0.40571 | 0.40571 | 0.40571 | 0.40571 | 0.40571 | 0.40571
24 | DR | D2WDLC4 | TS16 | TS16 | 0.3687 | 0.3687 | 0.3687 | 0.3687 | 0.3687 | 0.3687 | 0.3687 | 0.3687 | 0.3687 | 0.3687 | 0.3687 | 0.3687 | 0.3687 | 0.3687 | 0.3687 | 0.3687 | 0.3687 | 0.3687 | 0.3687 | 0.3687 | 0.3687 | 0.3687 | 0.3687 | 0.3687 | 0.3687 | 0.3687 | 0.3687 | 0.3687 | 0.3687 | 0.3687 | 0.3687
24 | DR | D2WDLC4 | TS17 | TS17 | 0.40549 | 0.40549 | 0.40549 | 0.40549 | 0.40549 | 0.40549 | 0.40549 | 0.40549 | 0.40549 | 0.40549 | 0.40549 | 0.40549 | 0.40549 | 0.40549 | 0.40549 | 0.40549 | 0.40549 | 0.40549 | 0.40549 | 0.40549 | 0.40549 | 0.40549 | 0.40549 | 0.40549 | 0.40549 | 0.40549 | 0.40549 | 0.40549 | 0.40549 | 0.40549 | 0.40549
24 | DR | D2WDLC4 | TS18 | TS18 | 0.45659 | 0.45659 | 0.45659 | 0.45659 | 0.45659 | 0.45659 | 0.45659 | 0.45659 | 0.45659 | 0.45659 | 0.45659 | 0.45659 | 0.45659 | 0.45659 | 0.45659 | 0.45659 | 0.45659 | 0.45659 | 0.45659 | 0.45659 | 0.45659 | 0.45659 | 0.45659 | 0.45659 | 0.45659 | 0.45659 | 0.45659 | 0.45659 | 0.45659 | 0.45659 | 0.45659
24 | DR | D2WDLC4 | TS19 | TS19 | 0.5464 | 0.5464 | 0.5464 | 0.5464 | 0.5464 | 0.5464 | 0.5464 | 0.5464 | 0.5464 | 0.5464 | 0.5464 | 0.5464 | 0.5464 | 0.5464 | 0.5464 | 0.5464 | 0.5464 | 0.5464 | 0.5464 | 0.5464 | 0.5464 | 0.5464 | 0.5464 | 0.5464 | 0.5464 | 0.5464 | 0.5464 | 0.5464 | 0.5464 | 0.5464 | 0.5464
24 | DR | D2WDLC4 | TS20 | TS20 | 0.63491 | 0.63491 | 0.63491 | 0.63491 | 0.63491 | 0.63491 | 0.63491 | 0.63491 | 0.63491 | 0.63491 | 0.63491 | 0.63491 | 0.63491 | 0.63491 | 0.63491 | 0.63491 | 0.63491 | 0.63491 | 0.63491 | 0.63491 | 0.63491 | 0.63491 | 0.63491 | 0.63491 | 0.63491 | 0.63491 | 0.63491 | 0.63491 | 0.63491 | 0.63491 | 0.63491
24 | DR | D2WDLC4 | TS21 | TS21 | 0.73153 | 0.73153 | 0.73153 | 0.73153 | 0.73153 | 0.73153 | 0.73153 | 0.73153 | 0.73153 | 0.73153 | 0.73153 | 0.73153 | 0.73153 | 0.73153 | 0.73153 | 0.73153 | 0.73153 | 0.73153 | 0.73153 | 0.73153 | 0.73153 | 0.73153 | 0.73153 | 0.73153 | 0.73153 | 0.73153 | 0.73153 | 0.73153 | 0.73153 | 0.73153 | 0.73153
24 | DR | D2WDLC4 | TS22 | TS22 | 0.73358 | 0.73358 | 0.73358 | 0.73358 | 0.73358 | 0.73358 | 0.73358 | 0.73358 | 0.73358 | 0.73358 | 0.73358 | 0.73358 | 0.73358 | 0.73358 | 0.73358 | 0.73358 | 0.73358 | 0.73358 | 0.73358 | 0.73358 | 0.73358 | 0.73358 | 0.73358 | 0.73358 | 0.73358 | 0.73358 | 0.73358 | 0.73358 | 0.73358 | 0.73358 | 0.73358
24 | DR | D2WDLC4 | TS23 | TS23 | 0.80491 | 0.80491 | 0.80491 | 0.80491 | 0.80491 | 0.80491 | 0.80491 | 0.80491 | 0.80491 | 0.80491 | 0.80491 | 0.80491 | 0.80491 | 0.80491 | 0.80491 | 0.80491 | 0.80491 | 0.80491 | 0.80491 | 0.80491 | 0.80491 | 0.80491 | 0.80491 | 0.80491 | 0.80491 | 0.80491 | 0.80491 | 0.80491 | 0.80491 | 0.80491 | 0.80491
24 | DR | D2WDLC4 | TS24 | TS24 | 0.72408 | 0.72408 | 0.72408 | 0.72408 | 0.72408 | 0.72408 | 0.72408 | 0.72408 | 0.72408 | 0.72408 | 0.72408 | 0.72408 | 0.72408 | 0.72408 | 0.72408 | 0.72408 | 0.72408 | 0.72408 | 0.72408 | 0.72408 | 0.72408 | 0.72408 | 0.72408 | 0.72408 | 0.72408 | 0.72408 | 0.72408 | 0.72408 | 0.72408 | 0.72408 | 0.72408
24 | DR | D2WDLC4 | TS25 | TS25 | 0.50923 | 0.50923 | 0.50923 | 0.50923 | 0.50923 | 0.50923 | 0.50923 | 0.50923 | 0.50923 | 0.50923 | 0.50923 | 0.50923 | 0.50923 | 0.50923 | 0.50923 | 0.50923 | 0.50923 | 0.50923 | 0.50923 | 0.50923 | 0.50923 | 0.50923 | 0.50923 | 0.50923 | 0.50923 | 0.50923 | 0.50923 | 0.50923 | 0.50923 | 0.50923 | 0.50923
24 | DR | D2WDLC4 | TS26 | TS26 | 0.49493 | 0.49493 | 0.49493 | 0.49493 | 0.49493 | 0.49493 | 0.49493 | 0.49493 | 0.49493 | 0.49493 | 0.49493 | 0.49493 | 0.49493 | 0.49493 | 0.49493 | 0.49493 | 0.49493 | 0.49493 | 0.49493 | 0.49493 | 0.49493 | 0.49493 | 0.49493 | 0.49493 | 0.49493 | 0.49493 | 0.49493 | 0.49493 | 0.49493 | 0.49493 | 0.49493
24 | DR | D2WDLC4 | TS27 | TS27 | 0.58677 | 0.58677 | 0.58677 | 0.58677 | 0.58677 | 0.58677 | 0.58677 | 0.58677 | 0.58677 | 0.58677 | 0.58677 | 0.58677 | 0.58677 | 0.58677 | 0.58677 | 0.58677 | 0.58677 | 0.58677 | 0.58677 | 0.58677 | 0.58677 | 0.58677 | 0.58677 | 0.58677 | 0.58677 | 0.58677 | 0.58677 | 0.58677 | 0.58677 | 0.58677 | 0.58677
24 | DR | D2WDLC4 | TS28 | TS28 | 0.53315 | 0.53315 | 0.53315 | 0.53315 | 0.53315 | 0.53315 | 0.53315 | 0.53315 | 0.53315 | 0.53315 | 0.53315 | 0.53315 | 0.53315 | 0.53315 | 0.53315 | 0.53315 | 0.53315 | 0.53315 | 0.53315 | 0.53315 | 0.53315 | 0.53315 | 0.53315 | 0.53315 | 0.53315 | 0.53315 | 0.53315 | 0.53315 | 0.53315 | 0.53315 | 0.53315
24 | DR | D2WDLC4 | TS29 | TS29 | 0.57129 | 0.57129 | 0.57129 | 0.57129 | 0.57129 | 0.57129 | 0.57129 | 0.57129 | 0.57129 | 0.57129 | 0.57129 | 0.57129 | 0.57129 | 0.57129 | 0.57129 | 0.57129 | 0.57129 | 0.57129 | 0.57129 | 0.57129 | 0.57129 | 0.57129 | 0.57129 | 0.57129 | 0.57129 | 0.57129 | 0.57129 | 0.57129 | 0.57129 | 0.57129 | 0.57129
24 | DR | D2WDLC4 | TS30 | TS30 | 0.69352 | 0.69352 | 0.69352 | 0.69352 | 0.69352 | 0.69352 | 0.69352 | 0.69352 | 0.69352 | 0.69352 | 0.69352 | 0.69352 | 0.69352 | 0.69352 | 0.69352 | 0.69352 | 0.69352 | 0.69352 | 0.69352 | 0.69352 | 0.69352 | 0.69352 | 0.69352 | 0.69352 | 0.69352 | 0.69352 | 0.69352 | 0.69352 | 0.69352 | 0.69352 | 0.69352
24 | DR | D2WDLC4 | TS31 | TS31 | 0.29175 | 0.29175 | 0.29175 | 0.29175 | 0.29175 | 0.29175 | 0.29175 | 0.29175 | 0.29175 | 0.29175 | 0.29175 | 0.29175 | 0.29175 | 0.29175 | 0.29175 | 0.29175 | 0.29175 | 0.29175 | 0.29175 | 0.29175 | 0.29175 | 0.29175 | 0.29175 | 0.29175 | 0.29175 | 0.29175 | 0.29175 | 0.29175 | 0.29175 | 0.29175 | 0.29175
24 | DR | D2WDLC4 | TS32 | TS32 | 0.29509 | 0.29509 | 0.29509 | 0.29509 | 0.29509 | 0.29509 | 0.29509 | 0.29509 | 0.29509 | 0.29509 | 0.29509 | 0.29509 | 0.29509 | 0.29509 | 0.29509 | 0.29509 | 0.29509 | 0.29509 | 0.29509 | 0.29509 | 0.29509 | 0.29509 | 0.29509 | 0.29509 | 0.29509 | 0.29509 | 0.29509 | 0.29509 | 0.29509 | 0.29509 | 0.29509
24 | DR | D2WDLC4 | TS33 | TS33 | 0.39935 | 0.39935 | 0.39935 | 0.39935 | 0.39935 | 0.39935 | 0.39935 | 0.39935 | 0.39935 | 0.39935 | 0.39935 | 0.39935 | 0.39935 | 0.39935 | 0.39935 | 0.39935 | 0.39935 | 0.39935 | 0.39935 | 0.39935 | 0.39935 | 0.39935 | 0.39935 | 0.39935 | 0.39935 | 0.39935 | 0.39935 | 0.39935 | 0.39935 | 0.39935 | 0.39935
24 | DR | D2WDLC4 | TS34 | TS34 | 0.44188 | 0.44188 | 0.44188 | 0.44188 | 0.44188 | 0.44188 | 0.44188 | 0.44188 | 0.44188 | 0.44188 | 0.44188 | 0.44188 | 0.44188 | 0.44188 | 0.44188 | 0.44188 | 0.44188 | 0.44188 | 0.44188 | 0.44188 | 0.44188 | 0.44188 | 0.44188 | 0.44188 | 0.44188 | 0.44188 | 0.44188 | 0.44188 | 0.44188 | 0.44188 | 0.44188
24 | DR | D2WDLC4 | TS35 | TS35 | 0.37386 | 0.37386 | 0.37386 | 0.37386 | 0.37386 | 0.37386 | 0.37386 | 0.37386 | 0.37386 | 0.37386 | 0.37386 | 0.37386 | 0.37386 | 0.37386 | 0.37386 | 0.37386 | 0.37386 | 0.37386 | 0.37386 | 0.37386 | 0.37386 | 0.37386 | 0.37386 | 0.37386 | 0.37386 | 0.37386 | 0.37386 | 0.37386 | 0.37386 | 0.37386 | 0.37386
24 | DR | D2WDLC4 | TS36 | TS36 | 0.27202 | 0.27202 | 0.27202 | 0.27202 | 0.27202 | 0.27202 | 0.27202 | 0.27202 | 0.27202 | 0.27202 | 0.27202 | 0.27202 | 0.27202 | 0.27202 | 0.27202 | 0.27202 | 0.27202 | 0.27202 | 0.27202 | 0.27202 | 0.27202 | 0.27202 | 0.27202 | 0.27202 | 0.27202 | 0.27202 | 0.27202 | 0.27202 | 0.27202 | 0.27202 | 0.27202
24 | DR | D2WDLC4 | TS37 | TS37 | 0.22086 | 0.22086 | 0.22086 | 0.22086 | 0.22086 | 0.22086 | 0.22086 | 0.22086 | 0.22086 | 0.22086 | 0.22086 | 0.22086 | 0.22086 | 0.22086 | 0.22086 | 0.22086 | 0.22086 | 0.22086 | 0.22086 | 0.22086 | 0.22086 | 0.22086 | 0.22086 | 0.22086 | 0.22086 | 0.22086 | 0.22086 | 0.22086 | 0.22086 | 0.22086 | 0.22086
24 | DR | D2WDLC4 | TS38 | TS38 | 0.20901 | 0.20901 | 0.20901 | 0.20901 | 0.20901 | 0.20901 | 0.20901 | 0.20901 | 0.20901 | 0.20901 | 0.20901 | 0.20901 | 0.20901 | 0.20901 | 0.20901 | 0.20901 | 0.20901 | 0.20901 | 0.20901 | 0.20901 | 0.20901 | 0.20901 | 0.20901 | 0.20901 | 0.20901 | 0.20901 | 0.20901 | 0.20901 | 0.20901 | 0.20901 | 0.20901
24 | DR | D2WDLC4 | TS39 | TS39 | 0.22207 | 0.22207 | 0.22207 | 0.22207 | 0.22207 | 0.22207 | 0.22207 | 0.22207 | 0.22207 | 0.22207 | 0.22207 | 0.22207 | 0.22207 | 0.22207 | 0.22207 | 0.22207 | 0.22207 | 0.22207 | 0.22207 | 0.22207 | 0.22207 | 0.22207 | 0.22207 | 0.22207 | 0.22207 | 0.22207 | 0.22207 | 0.22207 | 0.22207 | 0.22207 | 0.22207
24 | DR | D2WDLC4 | TS40 | TS40 | 0.2523 | 0.2523 | 0.2523 | 0.2523 | 0.2523 | 0.2523 | 0.2523 | 0.2523 | 0.2523 | 0.2523 | 0.2523 | 0.2523 | 0.2523 | 0.2523 | 0.2523 | 0.2523 | 0.2523 | 0.2523 | 0.2523 | 0.2523 | 0.2523 | 0.2523 | 0.2523 | 0.2523 | 0.2523 | 0.2523 | 0.2523 | 0.2523 | 0.2523 | 0.2523 | 0.2523
25 | DR | D2WDLC6 |  | [DRC,D2WDLC6,*,*] : | 2020 | 2021 | 2022 | 2023 | 2024 | 2025 | 2026 | 2027 | 2028 | 2029 | 2030 | 2031 | 2032 | 2033 | 2034 | 2035 | 2036 | 2037 | 2038 | 2039 | 2040 | 2041 | 2042 | 2043 | 2044 | 2045 | 2046 | 2047 | 2048 | 2049 | 2050 :=
25 | DR | D2WDLC6 | TS01 | TS01 | 0.17898 | 0.17898 | 0.17898 | 0.17898 | 0.17898 | 0.17898 | 0.17898 | 0.17898 | 0.17898 | 0.17898 | 0.17898 | 0.17898 | 0.17898 | 0.17898 | 0.17898 | 0.17898 | 0.17898 | 0.17898 | 0.17898 | 0.17898 | 0.17898 | 0.17898 | 0.17898 | 0.17898 | 0.17898 | 0.17898 | 0.17898 | 0.17898 | 0.17898 | 0.17898 | 0.17898
25 | DR | D2WDLC6 | TS02 | TS02 | 0.13712 | 0.13712 | 0.13712 | 0.13712 | 0.13712 | 0.13712 | 0.13712 | 0.13712 | 0.13712 | 0.13712 | 0.13712 | 0.13712 | 0.13712 | 0.13712 | 0.13712 | 0.13712 | 0.13712 | 0.13712 | 0.13712 | 0.13712 | 0.13712 | 0.13712 | 0.13712 | 0.13712 | 0.13712 | 0.13712 | 0.13712 | 0.13712 | 0.13712 | 0.13712 | 0.13712
25 | DR | D2WDLC6 | TS03 | TS03 | 0.18279 | 0.18279 | 0.18279 | 0.18279 | 0.18279 | 0.18279 | 0.18279 | 0.18279 | 0.18279 | 0.18279 | 0.18279 | 0.18279 | 0.18279 | 0.18279 | 0.18279 | 0.18279 | 0.18279 | 0.18279 | 0.18279 | 0.18279 | 0.18279 | 0.18279 | 0.18279 | 0.18279 | 0.18279 | 0.18279 | 0.18279 | 0.18279 | 0.18279 | 0.18279 | 0.18279
25 | DR | D2WDLC6 | TS04 | TS04 | 0.22677 | 0.22677 | 0.22677 | 0.22677 | 0.22677 | 0.22677 | 0.22677 | 0.22677 | 0.22677 | 0.22677 | 0.22677 | 0.22677 | 0.22677 | 0.22677 | 0.22677 | 0.22677 | 0.22677 | 0.22677 | 0.22677 | 0.22677 | 0.22677 | 0.22677 | 0.22677 | 0.22677 | 0.22677 | 0.22677 | 0.22677 | 0.22677 | 0.22677 | 0.22677 | 0.22677
25 | DR | D2WDLC6 | TS05 | TS05 | 0.27464 | 0.27464 | 0.27464 | 0.27464 | 0.27464 | 0.27464 | 0.27464 | 0.27464 | 0.27464 | 0.27464 | 0.27464 | 0.27464 | 0.27464 | 0.27464 | 0.27464 | 0.27464 | 0.27464 | 0.27464 | 0.27464 | 0.27464 | 0.27464 | 0.27464 | 0.27464 | 0.27464 | 0.27464 | 0.27464 | 0.27464 | 0.27464 | 0.27464 | 0.27464 | 0.27464
25 | DR | D2WDLC6 | TS06 | TS06 | 0.33598 | 0.33598 | 0.33598 | 0.33598 | 0.33598 | 0.33598 | 0.33598 | 0.33598 | 0.33598 | 0.33598 | 0.33598 | 0.33598 | 0.33598 | 0.33598 | 0.33598 | 0.33598 | 0.33598 | 0.33598 | 0.33598 | 0.33598 | 0.33598 | 0.33598 | 0.33598 | 0.33598 | 0.33598 | 0.33598 | 0.33598 | 0.33598 | 0.33598 | 0.33598 | 0.33598
25 | DR | D2WDLC6 | TS07 | TS07 | 0.19793 | 0.19793 | 0.19793 | 0.19793 | 0.19793 | 0.19793 | 0.19793 | 0.19793 | 0.19793 | 0.19793 | 0.19793 | 0.19793 | 0.19793 | 0.19793 | 0.19793 | 0.19793 | 0.19793 | 0.19793 | 0.19793 | 0.19793 | 0.19793 | 0.19793 | 0.19793 | 0.19793 | 0.19793 | 0.19793 | 0.19793 | 0.19793 | 0.19793 | 0.19793 | 0.19793
25 | DR | D2WDLC6 | TS08 | TS08 | 0.16115 | 0.16115 | 0.16115 | 0.16115 | 0.16115 | 0.16115 | 0.16115 | 0.16115 | 0.16115 | 0.16115 | 0.16115 | 0.16115 | 0.16115 | 0.16115 | 0.16115 | 0.16115 | 0.16115 | 0.16115 | 0.16115 | 0.16115 | 0.16115 | 0.16115 | 0.16115 | 0.16115 | 0.16115 | 0.16115 | 0.16115 | 0.16115 | 0.16115 | 0.16115 | 0.16115
25 | DR | D2WDLC6 | TS09 | TS09 | 0.13731 | 0.13731 | 0.13731 | 0.13731 | 0.13731 | 0.13731 | 0.13731 | 0.13731 | 0.13731 | 0.13731 | 0.13731 | 0.13731 | 0.13731 | 0.13731 | 0.13731 | 0.13731 | 0.13731 | 0.13731 | 0.13731 | 0.13731 | 0.13731 | 0.13731 | 0.13731 | 0.13731 | 0.13731 | 0.13731 | 0.13731 | 0.13731 | 0.13731 | 0.13731 | 0.13731
25 | DR | D2WDLC6 | TS10 | TS10 | 0.15013 | 0.15013 | 0.15013 | 0.15013 | 0.15013 | 0.15013 | 0.15013 | 0.15013 | 0.15013 | 0.15013 | 0.15013 | 0.15013 | 0.15013 | 0.15013 | 0.15013 | 0.15013 | 0.15013 | 0.15013 | 0.15013 | 0.15013 | 0.15013 | 0.15013 | 0.15013 | 0.15013 | 0.15013 | 0.15013 | 0.15013 | 0.15013 | 0.15013 | 0.15013 | 0.15013
25 | DR | D2WDLC6 | TS11 | TS11 | 0.50526 | 0.50526 | 0.50526 | 0.50526 | 0.50526 | 0.50526 | 0.50526 | 0.50526 | 0.50526 | 0.50526 | 0.50526 | 0.50526 | 0.50526 | 0.50526 | 0.50526 | 0.50526 | 0.50526 | 0.50526 | 0.50526 | 0.50526 | 0.50526 | 0.50526 | 0.50526 | 0.50526 | 0.50526 | 0.50526 | 0.50526 | 0.50526 | 0.50526 | 0.50526 | 0.50526
25 | DR | D2WDLC6 | TS12 | TS12 | 0.56075 | 0.56075 | 0.56075 | 0.56075 | 0.56075 | 0.56075 | 0.56075 | 0.56075 | 0.56075 | 0.56075 | 0.56075 | 0.56075 | 0.56075 | 0.56075 | 0.56075 | 0.56075 | 0.56075 | 0.56075 | 0.56075 | 0.56075 | 0.56075 | 0.56075 | 0.56075 | 0.56075 | 0.56075 | 0.56075 | 0.56075 | 0.56075 | 0.56075 | 0.56075 | 0.56075
25 | DR | D2WDLC6 | TS13 | TS13 | 0.73002 | 0.73002 | 0.73002 | 0.73002 | 0.73002 | 0.73002 | 0.73002 | 0.73002 | 0.73002 | 0.73002 | 0.73002 | 0.73002 | 0.73002 | 0.73002 | 0.73002 | 0.73002 | 0.73002 | 0.73002 | 0.73002 | 0.73002 | 0.73002 | 0.73002 | 0.73002 | 0.73002 | 0.73002 | 0.73002 | 0.73002 | 0.73002 | 0.73002 | 0.73002 | 0.73002
25 | DR | D2WDLC6 | TS14 | TS14 | 0.73308 | 0.73308 | 0.73308 | 0.73308 | 0.73308 | 0.73308 | 0.73308 | 0.73308 | 0.73308 | 0.73308 | 0.73308 | 0.73308 | 0.73308 | 0.73308 | 0.73308 | 0.73308 | 0.73308 | 0.73308 | 0.73308 | 0.73308 | 0.73308 | 0.73308 | 0.73308 | 0.73308 | 0.73308 | 0.73308 | 0.73308 | 0.73308 | 0.73308 | 0.73308 | 0.73308
25 | DR | D2WDLC6 | TS15 | TS15 | 0.51003 | 0.51003 | 0.51003 | 0.51003 | 0.51003 | 0.51003 | 0.51003 | 0.51003 | 0.51003 | 0.51003 | 0.51003 | 0.51003 | 0.51003 | 0.51003 | 0.51003 | 0.51003 | 0.51003 | 0.51003 | 0.51003 | 0.51003 | 0.51003 | 0.51003 | 0.51003 | 0.51003 | 0.51003 | 0.51003 | 0.51003 | 0.51003 | 0.51003 | 0.51003 | 0.51003
25 | DR | D2WDLC6 | TS16 | TS16 | 0.39606 | 0.39606 | 0.39606 | 0.39606 | 0.39606 | 0.39606 | 0.39606 | 0.39606 | 0.39606 | 0.39606 | 0.39606 | 0.39606 | 0.39606 | 0.39606 | 0.39606 | 0.39606 | 0.39606 | 0.39606 | 0.39606 | 0.39606 | 0.39606 | 0.39606 | 0.39606 | 0.39606 | 0.39606 | 0.39606 | 0.39606 | 0.39606 | 0.39606 | 0.39606 | 0.39606
25 | DR | D2WDLC6 | TS17 | TS17 | 0.47374 | 0.47374 | 0.47374 | 0.47374 | 0.47374 | 0.47374 | 0.47374 | 0.47374 | 0.47374 | 0.47374 | 0.47374 | 0.47374 | 0.47374 | 0.47374 | 0.47374 | 0.47374 | 0.47374 | 0.47374 | 0.47374 | 0.47374 | 0.47374 | 0.47374 | 0.47374 | 0.47374 | 0.47374 | 0.47374 | 0.47374 | 0.47374 | 0.47374 | 0.47374 | 0.47374
25 | DR | D2WDLC6 | TS18 | TS18 | 0.56312 | 0.56312 | 0.56312 | 0.56312 | 0.56312 | 0.56312 | 0.56312 | 0.56312 | 0.56312 | 0.56312 | 0.56312 | 0.56312 | 0.56312 | 0.56312 | 0.56312 | 0.56312 | 0.56312 | 0.56312 | 0.56312 | 0.56312 | 0.56312 | 0.56312 | 0.56312 | 0.56312 | 0.56312 | 0.56312 | 0.56312 | 0.56312 | 0.56312 | 0.56312 | 0.56312
25 | DR | D2WDLC6 | TS19 | TS19 | 0.52067 | 0.52067 | 0.52067 | 0.52067 | 0.52067 | 0.52067 | 0.52067 | 0.52067 | 0.52067 | 0.52067 | 0.52067 | 0.52067 | 0.52067 | 0.52067 | 0.52067 | 0.52067 | 0.52067 | 0.52067 | 0.52067 | 0.52067 | 0.52067 | 0.52067 | 0.52067 | 0.52067 | 0.52067 | 0.52067 | 0.52067 | 0.52067 | 0.52067 | 0.52067 | 0.52067
25 | DR | D2WDLC6 | TS20 | TS20 | 0.52352 | 0.52352 | 0.52352 | 0.52352 | 0.52352 | 0.52352 | 0.52352 | 0.52352 | 0.52352 | 0.52352 | 0.52352 | 0.52352 | 0.52352 | 0.52352 | 0.52352 | 0.52352 | 0.52352 | 0.52352 | 0.52352 | 0.52352 | 0.52352 | 0.52352 | 0.52352 | 0.52352 | 0.52352 | 0.52352 | 0.52352 | 0.52352 | 0.52352 | 0.52352 | 0.52352
25 | DR | D2WDLC6 | TS21 | TS21 | 0.61225 | 0.61225 | 0.61225 | 0.61225 | 0.61225 | 0.61225 | 0.61225 | 0.61225 | 0.61225 | 0.61225 | 0.61225 | 0.61225 | 0.61225 | 0.61225 | 0.61225 | 0.61225 | 0.61225 | 0.61225 | 0.61225 | 0.61225 | 0.61225 | 0.61225 | 0.61225 | 0.61225 | 0.61225 | 0.61225 | 0.61225 | 0.61225 | 0.61225 | 0.61225 | 0.61225
25 | DR | D2WDLC6 | TS22 | TS22 | 0.6786 | 0.6786 | 0.6786 | 0.6786 | 0.6786 | 0.6786 | 0.6786 | 0.6786 | 0.6786 | 0.6786 | 0.6786 | 0.6786 | 0.6786 | 0.6786 | 0.6786 | 0.6786 | 0.6786 | 0.6786 | 0.6786 | 0.6786 | 0.6786 | 0.6786 | 0.6786 | 0.6786 | 0.6786 | 0.6786 | 0.6786 | 0.6786 | 0.6786 | 0.6786 | 0.6786
25 | DR | D2WDLC6 | TS23 | TS23 | 0.7615 | 0.7615 | 0.7615 | 0.7615 | 0.7615 | 0.7615 | 0.7615 | 0.7615 | 0.7615 | 0.7615 | 0.7615 | 0.7615 | 0.7615 | 0.7615 | 0.7615 | 0.7615 | 0.7615 | 0.7615 | 0.7615 | 0.7615 | 0.7615 | 0.7615 | 0.7615 | 0.7615 | 0.7615 | 0.7615 | 0.7615 | 0.7615 | 0.7615 | 0.7615 | 0.7615
25 | DR | D2WDLC6 | TS24 | TS24 | 0.80513 | 0.80513 | 0.80513 | 0.80513 | 0.80513 | 0.80513 | 0.80513 | 0.80513 | 0.80513 | 0.80513 | 0.80513 | 0.80513 | 0.80513 | 0.80513 | 0.80513 | 0.80513 | 0.80513 | 0.80513 | 0.80513 | 0.80513 | 0.80513 | 0.80513 | 0.80513 | 0.80513 | 0.80513 | 0.80513 | 0.80513 | 0.80513 | 0.80513 | 0.80513 | 0.80513
25 | DR | D2WDLC6 | TS25 | TS25 | 0.5869 | 0.5869 | 0.5869 | 0.5869 | 0.5869 | 0.5869 | 0.5869 | 0.5869 | 0.5869 | 0.5869 | 0.5869 | 0.5869 | 0.5869 | 0.5869 | 0.5869 | 0.5869 | 0.5869 | 0.5869 | 0.5869 | 0.5869 | 0.5869 | 0.5869 | 0.5869 | 0.5869 | 0.5869 | 0.5869 | 0.5869 | 0.5869 | 0.5869 | 0.5869 | 0.5869
25 | DR | D2WDLC6 | TS26 | TS26 | 0.49451 | 0.49451 | 0.49451 | 0.49451 | 0.49451 | 0.49451 | 0.49451 | 0.49451 | 0.49451 | 0.49451 | 0.49451 | 0.49451 | 0.49451 | 0.49451 | 0.49451 | 0.49451 | 0.49451 | 0.49451 | 0.49451 | 0.49451 | 0.49451 | 0.49451 | 0.49451 | 0.49451 | 0.49451 | 0.49451 | 0.49451 | 0.49451 | 0.49451 | 0.49451 | 0.49451
25 | DR | D2WDLC6 | TS27 | TS27 | 0.62127 | 0.62127 | 0.62127 | 0.62127 | 0.62127 | 0.62127 | 0.62127 | 0.62127 | 0.62127 | 0.62127 | 0.62127 | 0.62127 | 0.62127 | 0.62127 | 0.62127 | 0.62127 | 0.62127 | 0.62127 | 0.62127 | 0.62127 | 0.62127 | 0.62127 | 0.62127 | 0.62127 | 0.62127 | 0.62127 | 0.62127 | 0.62127 | 0.62127 | 0.62127 | 0.62127
25 | DR | D2WDLC6 | TS28 | TS28 | 0.60996 | 0.60996 | 0.60996 | 0.60996 | 0.60996 | 0.60996 | 0.60996 | 0.60996 | 0.60996 | 0.60996 | 0.60996 | 0.60996 | 0.60996 | 0.60996 | 0.60996 | 0.60996 | 0.60996 | 0.60996 | 0.60996 | 0.60996 | 0.60996 | 0.60996 | 0.60996 | 0.60996 | 0.60996 | 0.60996 | 0.60996 | 0.60996 | 0.60996 | 0.60996 | 0.60996
25 | DR | D2WDLC6 | TS29 | TS29 | 0.58787 | 0.58787 | 0.58787 | 0.58787 | 0.58787 | 0.58787 | 0.58787 | 0.58787 | 0.58787 | 0.58787 | 0.58787 | 0.58787 | 0.58787 | 0.58787 | 0.58787 | 0.58787 | 0.58787 | 0.58787 | 0.58787 | 0.58787 | 0.58787 | 0.58787 | 0.58787 | 0.58787 | 0.58787 | 0.58787 | 0.58787 | 0.58787 | 0.58787 | 0.58787 | 0.58787
25 | DR | D2WDLC6 | TS30 | TS30 | 0.64935 | 0.64935 | 0.64935 | 0.64935 | 0.64935 | 0.64935 | 0.64935 | 0.64935 | 0.64935 | 0.64935 | 0.64935 | 0.64935 | 0.64935 | 0.64935 | 0.64935 | 0.64935 | 0.64935 | 0.64935 | 0.64935 | 0.64935 | 0.64935 | 0.64935 | 0.64935 | 0.64935 | 0.64935 | 0.64935 | 0.64935 | 0.64935 | 0.64935 | 0.64935 | 0.64935
25 | DR | D2WDLC6 | TS31 | TS31 | 0.37476 | 0.37476 | 0.37476 | 0.37476 | 0.37476 | 0.37476 | 0.37476 | 0.37476 | 0.37476 | 0.37476 | 0.37476 | 0.37476 | 0.37476 | 0.37476 | 0.37476 | 0.37476 | 0.37476 | 0.37476 | 0.37476 | 0.37476 | 0.37476 | 0.37476 | 0.37476 | 0.37476 | 0.37476 | 0.37476 | 0.37476 | 0.37476 | 0.37476 | 0.37476 | 0.37476
25 | DR | D2WDLC6 | TS32 | TS32 | 0.33446 | 0.33446 | 0.33446 | 0.33446 | 0.33446 | 0.33446 | 0.33446 | 0.33446 | 0.33446 | 0.33446 | 0.33446 | 0.33446 | 0.33446 | 0.33446 | 0.33446 | 0.33446 | 0.33446 | 0.33446 | 0.33446 | 0.33446 | 0.33446 | 0.33446 | 0.33446 | 0.33446 | 0.33446 | 0.33446 | 0.33446 | 0.33446 | 0.33446 | 0.33446 | 0.33446
25 | DR | D2WDLC6 | TS33 | TS33 | 0.3748 | 0.3748 | 0.3748 | 0.3748 | 0.3748 | 0.3748 | 0.3748 | 0.3748 | 0.3748 | 0.3748 | 0.3748 | 0.3748 | 0.3748 | 0.3748 | 0.3748 | 0.3748 | 0.3748 | 0.3748 | 0.3748 | 0.3748 | 0.3748 | 0.3748 | 0.3748 | 0.3748 | 0.3748 | 0.3748 | 0.3748 | 0.3748 | 0.3748 | 0.3748 | 0.3748
25 | DR | D2WDLC6 | TS34 | TS34 | 0.40748 | 0.40748 | 0.40748 | 0.40748 | 0.40748 | 0.40748 | 0.40748 | 0.40748 | 0.40748 | 0.40748 | 0.40748 | 0.40748 | 0.40748 | 0.40748 | 0.40748 | 0.40748 | 0.40748 | 0.40748 | 0.40748 | 0.40748 | 0.40748 | 0.40748 | 0.40748 | 0.40748 | 0.40748 | 0.40748 | 0.40748 | 0.40748 | 0.40748 | 0.40748 | 0.40748
25 | DR | D2WDLC6 | TS35 | TS35 | 0.38024 | 0.38024 | 0.38024 | 0.38024 | 0.38024 | 0.38024 | 0.38024 | 0.38024 | 0.38024 | 0.38024 | 0.38024 | 0.38024 | 0.38024 | 0.38024 | 0.38024 | 0.38024 | 0.38024 | 0.38024 | 0.38024 | 0.38024 | 0.38024 | 0.38024 | 0.38024 | 0.38024 | 0.38024 | 0.38024 | 0.38024 | 0.38024 | 0.38024 | 0.38024 | 0.38024
25 | DR | D2WDLC6 | TS36 | TS36 | 0.32416 | 0.32416 | 0.32416 | 0.32416 | 0.32416 | 0.32416 | 0.32416 | 0.32416 | 0.32416 | 0.32416 | 0.32416 | 0.32416 | 0.32416 | 0.32416 | 0.32416 | 0.32416 | 0.32416 | 0.32416 | 0.32416 | 0.32416 | 0.32416 | 0.32416 | 0.32416 | 0.32416 | 0.32416 | 0.32416 | 0.32416 | 0.32416 | 0.32416 | 0.32416 | 0.32416
25 | DR | D2WDLC6 | TS37 | TS37 | 0.2482 | 0.2482 | 0.2482 | 0.2482 | 0.2482 | 0.2482 | 0.2482 | 0.2482 | 0.2482 | 0.2482 | 0.2482 | 0.2482 | 0.2482 | 0.2482 | 0.2482 | 0.2482 | 0.2482 | 0.2482 | 0.2482 | 0.2482 | 0.2482 | 0.2482 | 0.2482 | 0.2482 | 0.2482 | 0.2482 | 0.2482 | 0.2482 | 0.2482 | 0.2482 | 0.2482
25 | DR | D2WDLC6 | TS38 | TS38 | 0.20143 | 0.20143 | 0.20143 | 0.20143 | 0.20143 | 0.20143 | 0.20143 | 0.20143 | 0.20143 | 0.20143 | 0.20143 | 0.20143 | 0.20143 | 0.20143 | 0.20143 | 0.20143 | 0.20143 | 0.20143 | 0.20143 | 0.20143 | 0.20143 | 0.20143 | 0.20143 | 0.20143 | 0.20143 | 0.20143 | 0.20143 | 0.20143 | 0.20143 | 0.20143 | 0.20143
25 | DR | D2WDLC6 | TS39 | TS39 | 0.19289 | 0.19289 | 0.19289 | 0.19289 | 0.19289 | 0.19289 | 0.19289 | 0.19289 | 0.19289 | 0.19289 | 0.19289 | 0.19289 | 0.19289 | 0.19289 | 0.19289 | 0.19289 | 0.19289 | 0.19289 | 0.19289 | 0.19289 | 0.19289 | 0.19289 | 0.19289 | 0.19289 | 0.19289 | 0.19289 | 0.19289 | 0.19289 | 0.19289 | 0.19289 | 0.19289
25 | DR | D2WDLC6 | TS40 | TS40 | 0.25484 | 0.25484 | 0.25484 | 0.25484 | 0.25484 | 0.25484 | 0.25484 | 0.25484 | 0.25484 | 0.25484 | 0.25484 | 0.25484 | 0.25484 | 0.25484 | 0.25484 | 0.25484 | 0.25484 | 0.25484 | 0.25484 | 0.25484 | 0.25484 | 0.25484 | 0.25484 | 0.25484 | 0.25484 | 0.25484 | 0.25484 | 0.25484 | 0.25484 | 0.25484 | 0.25484
26 | DR | D2WDLC7 |  | [DRC,D2WDLC7,*,*] : | 2020 | 2021 | 2022 | 2023 | 2024 | 2025 | 2026 | 2027 | 2028 | 2029 | 2030 | 2031 | 2032 | 2033 | 2034 | 2035 | 2036 | 2037 | 2038 | 2039 | 2040 | 2041 | 2042 | 2043 | 2044 | 2045 | 2046 | 2047 | 2048 | 2049 | 2050 :=
26 | DR | D2WDLC7 | TS01 | TS01 | 0.18664 | 0.18664 | 0.18664 | 0.18664 | 0.18664 | 0.18664 | 0.18664 | 0.18664 | 0.18664 | 0.18664 | 0.18664 | 0.18664 | 0.18664 | 0.18664 | 0.18664 | 0.18664 | 0.18664 | 0.18664 | 0.18664 | 0.18664 | 0.18664 | 0.18664 | 0.18664 | 0.18664 | 0.18664 | 0.18664 | 0.18664 | 0.18664 | 0.18664 | 0.18664 | 0.18664
26 | DR | D2WDLC7 | TS02 | TS02 | 0.18455 | 0.18455 | 0.18455 | 0.18455 | 0.18455 | 0.18455 | 0.18455 | 0.18455 | 0.18455 | 0.18455 | 0.18455 | 0.18455 | 0.18455 | 0.18455 | 0.18455 | 0.18455 | 0.18455 | 0.18455 | 0.18455 | 0.18455 | 0.18455 | 0.18455 | 0.18455 | 0.18455 | 0.18455 | 0.18455 | 0.18455 | 0.18455 | 0.18455 | 0.18455 | 0.18455
26 | DR | D2WDLC7 | TS03 | TS03 | 0.17767 | 0.17767 | 0.17767 | 0.17767 | 0.17767 | 0.17767 | 0.17767 | 0.17767 | 0.17767 | 0.17767 | 0.17767 | 0.17767 | 0.17767 | 0.17767 | 0.17767 | 0.17767 | 0.17767 | 0.17767 | 0.17767 | 0.17767 | 0.17767 | 0.17767 | 0.17767 | 0.17767 | 0.17767 | 0.17767 | 0.17767 | 0.17767 | 0.17767 | 0.17767 | 0.17767
26 | DR | D2WDLC7 | TS04 | TS04 | 0.19194 | 0.19194 | 0.19194 | 0.19194 | 0.19194 | 0.19194 | 0.19194 | 0.19194 | 0.19194 | 0.19194 | 0.19194 | 0.19194 | 0.19194 | 0.19194 | 0.19194 | 0.19194 | 0.19194 | 0.19194 | 0.19194 | 0.19194 | 0.19194 | 0.19194 | 0.19194 | 0.19194 | 0.19194 | 0.19194 | 0.19194 | 0.19194 | 0.19194 | 0.19194 | 0.19194
26 | DR | D2WDLC7 | TS05 | TS05 | 0.19087 | 0.19087 | 0.19087 | 0.19087 | 0.19087 | 0.19087 | 0.19087 | 0.19087 | 0.19087 | 0.19087 | 0.19087 | 0.19087 | 0.19087 | 0.19087 | 0.19087 | 0.19087 | 0.19087 | 0.19087 | 0.19087 | 0.19087 | 0.19087 | 0.19087 | 0.19087 | 0.19087 | 0.19087 | 0.19087 | 0.19087 | 0.19087 | 0.19087 | 0.19087 | 0.19087
26 | DR | D2WDLC7 | TS06 | TS06 | 0.18952 | 0.18952 | 0.18952 | 0.18952 | 0.18952 | 0.18952 | 0.18952 | 0.18952 | 0.18952 | 0.18952 | 0.18952 | 0.18952 | 0.18952 | 0.18952 | 0.18952 | 0.18952 | 0.18952 | 0.18952 | 0.18952 | 0.18952 | 0.18952 | 0.18952 | 0.18952 | 0.18952 | 0.18952 | 0.18952 | 0.18952 | 0.18952 | 0.18952 | 0.18952 | 0.18952
26 | DR | D2WDLC7 | TS07 | TS07 | 0.17788 | 0.17788 | 0.17788 | 0.17788 | 0.17788 | 0.17788 | 0.17788 | 0.17788 | 0.17788 | 0.17788 | 0.17788 | 0.17788 | 0.17788 | 0.17788 | 0.17788 | 0.17788 | 0.17788 | 0.17788 | 0.17788 | 0.17788 | 0.17788 | 0.17788 | 0.17788 | 0.17788 | 0.17788 | 0.17788 | 0.17788 | 0.17788 | 0.17788 | 0.17788 | 0.17788
26 | DR | D2WDLC7 | TS08 | TS08 | 0.14724 | 0.14724 | 0.14724 | 0.14724 | 0.14724 | 0.14724 | 0.14724 | 0.14724 | 0.14724 | 0.14724 | 0.14724 | 0.14724 | 0.14724 | 0.14724 | 0.14724 | 0.14724 | 0.14724 | 0.14724 | 0.14724 | 0.14724 | 0.14724 | 0.14724 | 0.14724 | 0.14724 | 0.14724 | 0.14724 | 0.14724 | 0.14724 | 0.14724 | 0.14724 | 0.14724
26 | DR | D2WDLC7 | TS09 | TS09 | 0.14735 | 0.14735 | 0.14735 | 0.14735 | 0.14735 | 0.14735 | 0.14735 | 0.14735 | 0.14735 | 0.14735 | 0.14735 | 0.14735 | 0.14735 | 0.14735 | 0.14735 | 0.14735 | 0.14735 | 0.14735 | 0.14735 | 0.14735 | 0.14735 | 0.14735 | 0.14735 | 0.14735 | 0.14735 | 0.14735 | 0.14735 | 0.14735 | 0.14735 | 0.14735 | 0.14735
26 | DR | D2WDLC7 | TS10 | TS10 | 0.15765 | 0.15765 | 0.15765 | 0.15765 | 0.15765 | 0.15765 | 0.15765 | 0.15765 | 0.15765 | 0.15765 | 0.15765 | 0.15765 | 0.15765 | 0.15765 | 0.15765 | 0.15765 | 0.15765 | 0.15765 | 0.15765 | 0.15765 | 0.15765 | 0.15765 | 0.15765 | 0.15765 | 0.15765 | 0.15765 | 0.15765 | 0.15765 | 0.15765 | 0.15765 | 0.15765
26 | DR | D2WDLC7 | TS11 | TS11 | 0.71841 | 0.71841 | 0.71841 | 0.71841 | 0.71841 | 0.71841 | 0.71841 | 0.71841 | 0.71841 | 0.71841 | 0.71841 | 0.71841 | 0.71841 | 0.71841 | 0.71841 | 0.71841 | 0.71841 | 0.71841 | 0.71841 | 0.71841 | 0.71841 | 0.71841 | 0.71841 | 0.71841 | 0.71841 | 0.71841 | 0.71841 | 0.71841 | 0.71841 | 0.71841 | 0.71841
26 | DR | D2WDLC7 | TS12 | TS12 | 0.72221 | 0.72221 | 0.72221 | 0.72221 | 0.72221 | 0.72221 | 0.72221 | 0.72221 | 0.72221 | 0.72221 | 0.72221 | 0.72221 | 0.72221 | 0.72221 | 0.72221 | 0.72221 | 0.72221 | 0.72221 | 0.72221 | 0.72221 | 0.72221 | 0.72221 | 0.72221 | 0.72221 | 0.72221 | 0.72221 | 0.72221 | 0.72221 | 0.72221 | 0.72221 | 0.72221
26 | DR | D2WDLC7 | TS13 | TS13 | 0.71755 | 0.71755 | 0.71755 | 0.71755 | 0.71755 | 0.71755 | 0.71755 | 0.71755 | 0.71755 | 0.71755 | 0.71755 | 0.71755 | 0.71755 | 0.71755 | 0.71755 | 0.71755 | 0.71755 | 0.71755 | 0.71755 | 0.71755 | 0.71755 | 0.71755 | 0.71755 | 0.71755 | 0.71755 | 0.71755 | 0.71755 | 0.71755 | 0.71755 | 0.71755 | 0.71755
26 | DR | D2WDLC7 | TS14 | TS14 | 0.58668 | 0.58668 | 0.58668 | 0.58668 | 0.58668 | 0.58668 | 0.58668 | 0.58668 | 0.58668 | 0.58668 | 0.58668 | 0.58668 | 0.58668 | 0.58668 | 0.58668 | 0.58668 | 0.58668 | 0.58668 | 0.58668 | 0.58668 | 0.58668 | 0.58668 | 0.58668 | 0.58668 | 0.58668 | 0.58668 | 0.58668 | 0.58668 | 0.58668 | 0.58668 | 0.58668
26 | DR | D2WDLC7 | TS15 | TS15 | 0.3633 | 0.3633 | 0.3633 | 0.3633 | 0.3633 | 0.3633 | 0.3633 | 0.3633 | 0.3633 | 0.3633 | 0.3633 | 0.3633 | 0.3633 | 0.3633 | 0.3633 | 0.3633 | 0.3633 | 0.3633 | 0.3633 | 0.3633 | 0.3633 | 0.3633 | 0.3633 | 0.3633 | 0.3633 | 0.3633 | 0.3633 | 0.3633 | 0.3633 | 0.3633 | 0.3633
26 | DR | D2WDLC7 | TS16 | TS16 | 0.3307 | 0.3307 | 0.3307 | 0.3307 | 0.3307 | 0.3307 | 0.3307 | 0.3307 | 0.3307 | 0.3307 | 0.3307 | 0.3307 | 0.3307 | 0.3307 | 0.3307 | 0.3307 | 0.3307 | 0.3307 | 0.3307 | 0.3307 | 0.3307 | 0.3307 | 0.3307 | 0.3307 | 0.3307 | 0.3307 | 0.3307 | 0.3307 | 0.3307 | 0.3307 | 0.3307
26 | DR | D2WDLC7 | TS17 | TS17 | 0.40224 | 0.40224 | 0.40224 | 0.40224 | 0.40224 | 0.40224 | 0.40224 | 0.40224 | 0.40224 | 0.40224 | 0.40224 | 0.40224 | 0.40224 | 0.40224 | 0.40224 | 0.40224 | 0.40224 | 0.40224 | 0.40224 | 0.40224 | 0.40224 | 0.40224 | 0.40224 | 0.40224 | 0.40224 | 0.40224 | 0.40224 | 0.40224 | 0.40224 | 0.40224 | 0.40224
26 | DR | D2WDLC7 | TS18 | TS18 | 0.58758 | 0.58758 | 0.58758 | 0.58758 | 0.58758 | 0.58758 | 0.58758 | 0.58758 | 0.58758 | 0.58758 | 0.58758 | 0.58758 | 0.58758 | 0.58758 | 0.58758 | 0.58758 | 0.58758 | 0.58758 | 0.58758 | 0.58758 | 0.58758 | 0.58758 | 0.58758 | 0.58758 | 0.58758 | 0.58758 | 0.58758 | 0.58758 | 0.58758 | 0.58758 | 0.58758
26 | DR | D2WDLC7 | TS19 | TS19 | 0.69137 | 0.69137 | 0.69137 | 0.69137 | 0.69137 | 0.69137 | 0.69137 | 0.69137 | 0.69137 | 0.69137 | 0.69137 | 0.69137 | 0.69137 | 0.69137 | 0.69137 | 0.69137 | 0.69137 | 0.69137 | 0.69137 | 0.69137 | 0.69137 | 0.69137 | 0.69137 | 0.69137 | 0.69137 | 0.69137 | 0.69137 | 0.69137 | 0.69137 | 0.69137 | 0.69137
26 | DR | D2WDLC7 | TS20 | TS20 | 0.71293 | 0.71293 | 0.71293 | 0.71293 | 0.71293 | 0.71293 | 0.71293 | 0.71293 | 0.71293 | 0.71293 | 0.71293 | 0.71293 | 0.71293 | 0.71293 | 0.71293 | 0.71293 | 0.71293 | 0.71293 | 0.71293 | 0.71293 | 0.71293 | 0.71293 | 0.71293 | 0.71293 | 0.71293 | 0.71293 | 0.71293 | 0.71293 | 0.71293 | 0.71293 | 0.71293
26 | DR | D2WDLC7 | TS21 | TS21 | 0.78365 | 0.78365 | 0.78365 | 0.78365 | 0.78365 | 0.78365 | 0.78365 | 0.78365 | 0.78365 | 0.78365 | 0.78365 | 0.78365 | 0.78365 | 0.78365 | 0.78365 | 0.78365 | 0.78365 | 0.78365 | 0.78365 | 0.78365 | 0.78365 | 0.78365 | 0.78365 | 0.78365 | 0.78365 | 0.78365 | 0.78365 | 0.78365 | 0.78365 | 0.78365 | 0.78365
26 | DR | D2WDLC7 | TS22 | TS22 | 0.81414 | 0.81414 | 0.81414 | 0.81414 | 0.81414 | 0.81414 | 0.81414 | 0.81414 | 0.81414 | 0.81414 | 0.81414 | 0.81414 | 0.81414 | 0.81414 | 0.81414 | 0.81414 | 0.81414 | 0.81414 | 0.81414 | 0.81414 | 0.81414 | 0.81414 | 0.81414 | 0.81414 | 0.81414 | 0.81414 | 0.81414 | 0.81414 | 0.81414 | 0.81414 | 0.81414
26 | DR | D2WDLC7 | TS23 | TS23 | 0.78893 | 0.78893 | 0.78893 | 0.78893 | 0.78893 | 0.78893 | 0.78893 | 0.78893 | 0.78893 | 0.78893 | 0.78893 | 0.78893 | 0.78893 | 0.78893 | 0.78893 | 0.78893 | 0.78893 | 0.78893 | 0.78893 | 0.78893 | 0.78893 | 0.78893 | 0.78893 | 0.78893 | 0.78893 | 0.78893 | 0.78893 | 0.78893 | 0.78893 | 0.78893 | 0.78893
26 | DR | D2WDLC7 | TS24 | TS24 | 0.67464 | 0.67464 | 0.67464 | 0.67464 | 0.67464 | 0.67464 | 0.67464 | 0.67464 | 0.67464 | 0.67464 | 0.67464 | 0.67464 | 0.67464 | 0.67464 | 0.67464 | 0.67464 | 0.67464 | 0.67464 | 0.67464 | 0.67464 | 0.67464 | 0.67464 | 0.67464 | 0.67464 | 0.67464 | 0.67464 | 0.67464 | 0.67464 | 0.67464 | 0.67464 | 0.67464
26 | DR | D2WDLC7 | TS25 | TS25 | 0.42936 | 0.42936 | 0.42936 | 0.42936 | 0.42936 | 0.42936 | 0.42936 | 0.42936 | 0.42936 | 0.42936 | 0.42936 | 0.42936 | 0.42936 | 0.42936 | 0.42936 | 0.42936 | 0.42936 | 0.42936 | 0.42936 | 0.42936 | 0.42936 | 0.42936 | 0.42936 | 0.42936 | 0.42936 | 0.42936 | 0.42936 | 0.42936 | 0.42936 | 0.42936 | 0.42936
26 | DR | D2WDLC7 | TS26 | TS26 | 0.41601 | 0.41601 | 0.41601 | 0.41601 | 0.41601 | 0.41601 | 0.41601 | 0.41601 | 0.41601 | 0.41601 | 0.41601 | 0.41601 | 0.41601 | 0.41601 | 0.41601 | 0.41601 | 0.41601 | 0.41601 | 0.41601 | 0.41601 | 0.41601 | 0.41601 | 0.41601 | 0.41601 | 0.41601 | 0.41601 | 0.41601 | 0.41601 | 0.41601 | 0.41601 | 0.41601
26 | DR | D2WDLC7 | TS27 | TS27 | 0.52389 | 0.52389 | 0.52389 | 0.52389 | 0.52389 | 0.52389 | 0.52389 | 0.52389 | 0.52389 | 0.52389 | 0.52389 | 0.52389 | 0.52389 | 0.52389 | 0.52389 | 0.52389 | 0.52389 | 0.52389 | 0.52389 | 0.52389 | 0.52389 | 0.52389 | 0.52389 | 0.52389 | 0.52389 | 0.52389 | 0.52389 | 0.52389 | 0.52389 | 0.52389 | 0.52389
26 | DR | D2WDLC7 | TS28 | TS28 | 0.67693 | 0.67693 | 0.67693 | 0.67693 | 0.67693 | 0.67693 | 0.67693 | 0.67693 | 0.67693 | 0.67693 | 0.67693 | 0.67693 | 0.67693 | 0.67693 | 0.67693 | 0.67693 | 0.67693 | 0.67693 | 0.67693 | 0.67693 | 0.67693 | 0.67693 | 0.67693 | 0.67693 | 0.67693 | 0.67693 | 0.67693 | 0.67693 | 0.67693 | 0.67693 | 0.67693
26 | DR | D2WDLC7 | TS29 | TS29 | 0.76142 | 0.76142 | 0.76142 | 0.76142 | 0.76142 | 0.76142 | 0.76142 | 0.76142 | 0.76142 | 0.76142 | 0.76142 | 0.76142 | 0.76142 | 0.76142 | 0.76142 | 0.76142 | 0.76142 | 0.76142 | 0.76142 | 0.76142 | 0.76142 | 0.76142 | 0.76142 | 0.76142 | 0.76142 | 0.76142 | 0.76142 | 0.76142 | 0.76142 | 0.76142 | 0.76142
26 | DR | D2WDLC7 | TS30 | TS30 | 0.79363 | 0.79363 | 0.79363 | 0.79363 | 0.79363 | 0.79363 | 0.79363 | 0.79363 | 0.79363 | 0.79363 | 0.79363 | 0.79363 | 0.79363 | 0.79363 | 0.79363 | 0.79363 | 0.79363 | 0.79363 | 0.79363 | 0.79363 | 0.79363 | 0.79363 | 0.79363 | 0.79363 | 0.79363 | 0.79363 | 0.79363 | 0.79363 | 0.79363 | 0.79363 | 0.79363
26 | DR | D2WDLC7 | TS31 | TS31 | 0.36833 | 0.36833 | 0.36833 | 0.36833 | 0.36833 | 0.36833 | 0.36833 | 0.36833 | 0.36833 | 0.36833 | 0.36833 | 0.36833 | 0.36833 | 0.36833 | 0.36833 | 0.36833 | 0.36833 | 0.36833 | 0.36833 | 0.36833 | 0.36833 | 0.36833 | 0.36833 | 0.36833 | 0.36833 | 0.36833 | 0.36833 | 0.36833 | 0.36833 | 0.36833 | 0.36833
26 | DR | D2WDLC7 | TS32 | TS32 | 0.34263 | 0.34263 | 0.34263 | 0.34263 | 0.34263 | 0.34263 | 0.34263 | 0.34263 | 0.34263 | 0.34263 | 0.34263 | 0.34263 | 0.34263 | 0.34263 | 0.34263 | 0.34263 | 0.34263 | 0.34263 | 0.34263 | 0.34263 | 0.34263 | 0.34263 | 0.34263 | 0.34263 | 0.34263 | 0.34263 | 0.34263 | 0.34263 | 0.34263 | 0.34263 | 0.34263
26 | DR | D2WDLC7 | TS33 | TS33 | 0.36314 | 0.36314 | 0.36314 | 0.36314 | 0.36314 | 0.36314 | 0.36314 | 0.36314 | 0.36314 | 0.36314 | 0.36314 | 0.36314 | 0.36314 | 0.36314 | 0.36314 | 0.36314 | 0.36314 | 0.36314 | 0.36314 | 0.36314 | 0.36314 | 0.36314 | 0.36314 | 0.36314 | 0.36314 | 0.36314 | 0.36314 | 0.36314 | 0.36314 | 0.36314 | 0.36314
26 | DR | D2WDLC7 | TS34 | TS34 | 0.33145 | 0.33145 | 0.33145 | 0.33145 | 0.33145 | 0.33145 | 0.33145 | 0.33145 | 0.33145 | 0.33145 | 0.33145 | 0.33145 | 0.33145 | 0.33145 | 0.33145 | 0.33145 | 0.33145 | 0.33145 | 0.33145 | 0.33145 | 0.33145 | 0.33145 | 0.33145 | 0.33145 | 0.33145 | 0.33145 | 0.33145 | 0.33145 | 0.33145 | 0.33145 | 0.33145
26 | DR | D2WDLC7 | TS35 | TS35 | 0.26075 | 0.26075 | 0.26075 | 0.26075 | 0.26075 | 0.26075 | 0.26075 | 0.26075 | 0.26075 | 0.26075 | 0.26075 | 0.26075 | 0.26075 | 0.26075 | 0.26075 | 0.26075 | 0.26075 | 0.26075 | 0.26075 | 0.26075 | 0.26075 | 0.26075 | 0.26075 | 0.26075 | 0.26075 | 0.26075 | 0.26075 | 0.26075 | 0.26075 | 0.26075 | 0.26075
26 | DR | D2WDLC7 | TS36 | TS36 | 0.22998 | 0.22998 | 0.22998 | 0.22998 | 0.22998 | 0.22998 | 0.22998 | 0.22998 | 0.22998 | 0.22998 | 0.22998 | 0.22998 | 0.22998 | 0.22998 | 0.22998 | 0.22998 | 0.22998 | 0.22998 | 0.22998 | 0.22998 | 0.22998 | 0.22998 | 0.22998 | 0.22998 | 0.22998 | 0.22998 | 0.22998 | 0.22998 | 0.22998 | 0.22998 | 0.22998
26 | DR | D2WDLC7 | TS37 | TS37 | 0.20662 | 0.20662 | 0.20662 | 0.20662 | 0.20662 | 0.20662 | 0.20662 | 0.20662 | 0.20662 | 0.20662 | 0.20662 | 0.20662 | 0.20662 | 0.20662 | 0.20662 | 0.20662 | 0.20662 | 0.20662 | 0.20662 | 0.20662 | 0.20662 | 0.20662 | 0.20662 | 0.20662 | 0.20662 | 0.20662 | 0.20662 | 0.20662 | 0.20662 | 0.20662 | 0.20662
26 | DR | D2WDLC7 | TS38 | TS38 | 0.26147 | 0.26147 | 0.26147 | 0.26147 | 0.26147 | 0.26147 | 0.26147 | 0.26147 | 0.26147 | 0.26147 | 0.26147 | 0.26147 | 0.26147 | 0.26147 | 0.26147 | 0.26147 | 0.26147 | 0.26147 | 0.26147 | 0.26147 | 0.26147 | 0.26147 | 0.26147 | 0.26147 | 0.26147 | 0.26147 | 0.26147 | 0.26147 | 0.26147 | 0.26147 | 0.26147
26 | DR | D2WDLC7 | TS39 | TS39 | 0.30234 | 0.30234 | 0.30234 | 0.30234 | 0.30234 | 0.30234 | 0.30234 | 0.30234 | 0.30234 | 0.30234 | 0.30234 | 0.30234 | 0.30234 | 0.30234 | 0.30234 | 0.30234 | 0.30234 | 0.30234 | 0.30234 | 0.30234 | 0.30234 | 0.30234 | 0.30234 | 0.30234 | 0.30234 | 0.30234 | 0.30234 | 0.30234 | 0.30234 | 0.30234 | 0.30234
26 | DR | D2WDLC7 | TS40 | TS40 | 0.31482 | 0.31482 | 0.31482 | 0.31482 | 0.31482 | 0.31482 | 0.31482 | 0.31482 | 0.31482 | 0.31482 | 0.31482 | 0.31482 | 0.31482 | 0.31482 | 0.31482 | 0.31482 | 0.31482 | 0.31482 | 0.31482 | 0.31482 | 0.31482 | 0.31482 | 0.31482 | 0.31482 | 0.31482 | 0.31482 | 0.31482 | 0.31482 | 0.31482 | 0.31482 | 0.31482
27 | DR | D2WDLC8 |  | [DRC,D2WDLC8,*,*] : | 2020 | 2021 | 2022 | 2023 | 2024 | 2025 | 2026 | 2027 | 2028 | 2029 | 2030 | 2031 | 2032 | 2033 | 2034 | 2035 | 2036 | 2037 | 2038 | 2039 | 2040 | 2041 | 2042 | 2043 | 2044 | 2045 | 2046 | 2047 | 2048 | 2049 | 2050 :=
27 | DR | D2WDLC8 | TS01 | TS01 | 0.19458 | 0.19458 | 0.19458 | 0.19458 | 0.19458 | 0.19458 | 0.19458 | 0.19458 | 0.19458 | 0.19458 | 0.19458 | 0.19458 | 0.19458 | 0.19458 | 0.19458 | 0.19458 | 0.19458 | 0.19458 | 0.19458 | 0.19458 | 0.19458 | 0.19458 | 0.19458 | 0.19458 | 0.19458 | 0.19458 | 0.19458 | 0.19458 | 0.19458 | 0.19458 | 0.19458
27 | DR | D2WDLC8 | TS02 | TS02 | 0.17398 | 0.17398 | 0.17398 | 0.17398 | 0.17398 | 0.17398 | 0.17398 | 0.17398 | 0.17398 | 0.17398 | 0.17398 | 0.17398 | 0.17398 | 0.17398 | 0.17398 | 0.17398 | 0.17398 | 0.17398 | 0.17398 | 0.17398 | 0.17398 | 0.17398 | 0.17398 | 0.17398 | 0.17398 | 0.17398 | 0.17398 | 0.17398 | 0.17398 | 0.17398 | 0.17398
27 | DR | D2WDLC8 | TS03 | TS03 | 0.22785 | 0.22785 | 0.22785 | 0.22785 | 0.22785 | 0.22785 | 0.22785 | 0.22785 | 0.22785 | 0.22785 | 0.22785 | 0.22785 | 0.22785 | 0.22785 | 0.22785 | 0.22785 | 0.22785 | 0.22785 | 0.22785 | 0.22785 | 0.22785 | 0.22785 | 0.22785 | 0.22785 | 0.22785 | 0.22785 | 0.22785 | 0.22785 | 0.22785 | 0.22785 | 0.22785
27 | DR | D2WDLC8 | TS04 | TS04 | 0.31788 | 0.31788 | 0.31788 | 0.31788 | 0.31788 | 0.31788 | 0.31788 | 0.31788 | 0.31788 | 0.31788 | 0.31788 | 0.31788 | 0.31788 | 0.31788 | 0.31788 | 0.31788 | 0.31788 | 0.31788 | 0.31788 | 0.31788 | 0.31788 | 0.31788 | 0.31788 | 0.31788 | 0.31788 | 0.31788 | 0.31788 | 0.31788 | 0.31788 | 0.31788 | 0.31788
27 | DR | D2WDLC8 | TS05 | TS05 | 0.36824 | 0.36824 | 0.36824 | 0.36824 | 0.36824 | 0.36824 | 0.36824 | 0.36824 | 0.36824 | 0.36824 | 0.36824 | 0.36824 | 0.36824 | 0.36824 | 0.36824 | 0.36824 | 0.36824 | 0.36824 | 0.36824 | 0.36824 | 0.36824 | 0.36824 | 0.36824 | 0.36824 | 0.36824 | 0.36824 | 0.36824 | 0.36824 | 0.36824 | 0.36824 | 0.36824
27 | DR | D2WDLC8 | TS06 | TS06 | 0.35391 | 0.35391 | 0.35391 | 0.35391 | 0.35391 | 0.35391 | 0.35391 | 0.35391 | 0.35391 | 0.35391 | 0.35391 | 0.35391 | 0.35391 | 0.35391 | 0.35391 | 0.35391 | 0.35391 | 0.35391 | 0.35391 | 0.35391 | 0.35391 | 0.35391 | 0.35391 | 0.35391 | 0.35391 | 0.35391 | 0.35391 | 0.35391 | 0.35391 | 0.35391 | 0.35391
27 | DR | D2WDLC8 | TS07 | TS07 | 0.23999 | 0.23999 | 0.23999 | 0.23999 | 0.23999 | 0.23999 | 0.23999 | 0.23999 | 0.23999 | 0.23999 | 0.23999 | 0.23999 | 0.23999 | 0.23999 | 0.23999 | 0.23999 | 0.23999 | 0.23999 | 0.23999 | 0.23999 | 0.23999 | 0.23999 | 0.23999 | 0.23999 | 0.23999 | 0.23999 | 0.23999 | 0.23999 | 0.23999 | 0.23999 | 0.23999
27 | DR | D2WDLC8 | TS08 | TS08 | 0.1648 | 0.1648 | 0.1648 | 0.1648 | 0.1648 | 0.1648 | 0.1648 | 0.1648 | 0.1648 | 0.1648 | 0.1648 | 0.1648 | 0.1648 | 0.1648 | 0.1648 | 0.1648 | 0.1648 | 0.1648 | 0.1648 | 0.1648 | 0.1648 | 0.1648 | 0.1648 | 0.1648 | 0.1648 | 0.1648 | 0.1648 | 0.1648 | 0.1648 | 0.1648 | 0.1648
27 | DR | D2WDLC8 | TS09 | TS09 | 0.14405 | 0.14405 | 0.14405 | 0.14405 | 0.14405 | 0.14405 | 0.14405 | 0.14405 | 0.14405 | 0.14405 | 0.14405 | 0.14405 | 0.14405 | 0.14405 | 0.14405 | 0.14405 | 0.14405 | 0.14405 | 0.14405 | 0.14405 | 0.14405 | 0.14405 | 0.14405 | 0.14405 | 0.14405 | 0.14405 | 0.14405 | 0.14405 | 0.14405 | 0.14405 | 0.14405
27 | DR | D2WDLC8 | TS10 | TS10 | 0.15126 | 0.15126 | 0.15126 | 0.15126 | 0.15126 | 0.15126 | 0.15126 | 0.15126 | 0.15126 | 0.15126 | 0.15126 | 0.15126 | 0.15126 | 0.15126 | 0.15126 | 0.15126 | 0.15126 | 0.15126 | 0.15126 | 0.15126 | 0.15126 | 0.15126 | 0.15126 | 0.15126 | 0.15126 | 0.15126 | 0.15126 | 0.15126 | 0.15126 | 0.15126 | 0.15126
27 | DR | D2WDLC8 | TS11 | TS11 | 0.6778 | 0.6778 | 0.6778 | 0.6778 | 0.6778 | 0.6778 | 0.6778 | 0.6778 | 0.6778 | 0.6778 | 0.6778 | 0.6778 | 0.6778 | 0.6778 | 0.6778 | 0.6778 | 0.6778 | 0.6778 | 0.6778 | 0.6778 | 0.6778 | 0.6778 | 0.6778 | 0.6778 | 0.6778 | 0.6778 | 0.6778 | 0.6778 | 0.6778 | 0.6778 | 0.6778
27 | DR | D2WDLC8 | TS12 | TS12 | 0.71231 | 0.71231 | 0.71231 | 0.71231 | 0.71231 | 0.71231 | 0.71231 | 0.71231 | 0.71231 | 0.71231 | 0.71231 | 0.71231 | 0.71231 | 0.71231 | 0.71231 | 0.71231 | 0.71231 | 0.71231 | 0.71231 | 0.71231 | 0.71231 | 0.71231 | 0.71231 | 0.71231 | 0.71231 | 0.71231 | 0.71231 | 0.71231 | 0.71231 | 0.71231 | 0.71231
27 | DR | D2WDLC8 | TS13 | TS13 | 0.78658 | 0.78658 | 0.78658 | 0.78658 | 0.78658 | 0.78658 | 0.78658 | 0.78658 | 0.78658 | 0.78658 | 0.78658 | 0.78658 | 0.78658 | 0.78658 | 0.78658 | 0.78658 | 0.78658 | 0.78658 | 0.78658 | 0.78658 | 0.78658 | 0.78658 | 0.78658 | 0.78658 | 0.78658 | 0.78658 | 0.78658 | 0.78658 | 0.78658 | 0.78658 | 0.78658
27 | DR | D2WDLC8 | TS14 | TS14 | 0.70497 | 0.70497 | 0.70497 | 0.70497 | 0.70497 | 0.70497 | 0.70497 | 0.70497 | 0.70497 | 0.70497 | 0.70497 | 0.70497 | 0.70497 | 0.70497 | 0.70497 | 0.70497 | 0.70497 | 0.70497 | 0.70497 | 0.70497 | 0.70497 | 0.70497 | 0.70497 | 0.70497 | 0.70497 | 0.70497 | 0.70497 | 0.70497 | 0.70497 | 0.70497 | 0.70497
27 | DR | D2WDLC8 | TS15 | TS15 | 0.53084 | 0.53084 | 0.53084 | 0.53084 | 0.53084 | 0.53084 | 0.53084 | 0.53084 | 0.53084 | 0.53084 | 0.53084 | 0.53084 | 0.53084 | 0.53084 | 0.53084 | 0.53084 | 0.53084 | 0.53084 | 0.53084 | 0.53084 | 0.53084 | 0.53084 | 0.53084 | 0.53084 | 0.53084 | 0.53084 | 0.53084 | 0.53084 | 0.53084 | 0.53084 | 0.53084
27 | DR | D2WDLC8 | TS16 | TS16 | 0.44362 | 0.44362 | 0.44362 | 0.44362 | 0.44362 | 0.44362 | 0.44362 | 0.44362 | 0.44362 | 0.44362 | 0.44362 | 0.44362 | 0.44362 | 0.44362 | 0.44362 | 0.44362 | 0.44362 | 0.44362 | 0.44362 | 0.44362 | 0.44362 | 0.44362 | 0.44362 | 0.44362 | 0.44362 | 0.44362 | 0.44362 | 0.44362 | 0.44362 | 0.44362 | 0.44362
27 | DR | D2WDLC8 | TS17 | TS17 | 0.42198 | 0.42198 | 0.42198 | 0.42198 | 0.42198 | 0.42198 | 0.42198 | 0.42198 | 0.42198 | 0.42198 | 0.42198 | 0.42198 | 0.42198 | 0.42198 | 0.42198 | 0.42198 | 0.42198 | 0.42198 | 0.42198 | 0.42198 | 0.42198 | 0.42198 | 0.42198 | 0.42198 | 0.42198 | 0.42198 | 0.42198 | 0.42198 | 0.42198 | 0.42198 | 0.42198
27 | DR | D2WDLC8 | TS18 | TS18 | 0.44041 | 0.44041 | 0.44041 | 0.44041 | 0.44041 | 0.44041 | 0.44041 | 0.44041 | 0.44041 | 0.44041 | 0.44041 | 0.44041 | 0.44041 | 0.44041 | 0.44041 | 0.44041 | 0.44041 | 0.44041 | 0.44041 | 0.44041 | 0.44041 | 0.44041 | 0.44041 | 0.44041 | 0.44041 | 0.44041 | 0.44041 | 0.44041 | 0.44041 | 0.44041 | 0.44041
27 | DR | D2WDLC8 | TS19 | TS19 | 0.47029 | 0.47029 | 0.47029 | 0.47029 | 0.47029 | 0.47029 | 0.47029 | 0.47029 | 0.47029 | 0.47029 | 0.47029 | 0.47029 | 0.47029 | 0.47029 | 0.47029 | 0.47029 | 0.47029 | 0.47029 | 0.47029 | 0.47029 | 0.47029 | 0.47029 | 0.47029 | 0.47029 | 0.47029 | 0.47029 | 0.47029 | 0.47029 | 0.47029 | 0.47029 | 0.47029
27 | DR | D2WDLC8 | TS20 | TS20 | 0.57952 | 0.57952 | 0.57952 | 0.57952 | 0.57952 | 0.57952 | 0.57952 | 0.57952 | 0.57952 | 0.57952 | 0.57952 | 0.57952 | 0.57952 | 0.57952 | 0.57952 | 0.57952 | 0.57952 | 0.57952 | 0.57952 | 0.57952 | 0.57952 | 0.57952 | 0.57952 | 0.57952 | 0.57952 | 0.57952 | 0.57952 | 0.57952 | 0.57952 | 0.57952 | 0.57952
27 | DR | D2WDLC8 | TS21 | TS21 | 0.72052 | 0.72052 | 0.72052 | 0.72052 | 0.72052 | 0.72052 | 0.72052 | 0.72052 | 0.72052 | 0.72052 | 0.72052 | 0.72052 | 0.72052 | 0.72052 | 0.72052 | 0.72052 | 0.72052 | 0.72052 | 0.72052 | 0.72052 | 0.72052 | 0.72052 | 0.72052 | 0.72052 | 0.72052 | 0.72052 | 0.72052 | 0.72052 | 0.72052 | 0.72052 | 0.72052
27 | DR | D2WDLC8 | TS22 | TS22 | 0.77801 | 0.77801 | 0.77801 | 0.77801 | 0.77801 | 0.77801 | 0.77801 | 0.77801 | 0.77801 | 0.77801 | 0.77801 | 0.77801 | 0.77801 | 0.77801 | 0.77801 | 0.77801 | 0.77801 | 0.77801 | 0.77801 | 0.77801 | 0.77801 | 0.77801 | 0.77801 | 0.77801 | 0.77801 | 0.77801 | 0.77801 | 0.77801 | 0.77801 | 0.77801 | 0.77801
27 | DR | D2WDLC8 | TS23 | TS23 | 0.81026 | 0.81026 | 0.81026 | 0.81026 | 0.81026 | 0.81026 | 0.81026 | 0.81026 | 0.81026 | 0.81026 | 0.81026 | 0.81026 | 0.81026 | 0.81026 | 0.81026 | 0.81026 | 0.81026 | 0.81026 | 0.81026 | 0.81026 | 0.81026 | 0.81026 | 0.81026 | 0.81026 | 0.81026 | 0.81026 | 0.81026 | 0.81026 | 0.81026 | 0.81026 | 0.81026
27 | DR | D2WDLC8 | TS24 | TS24 | 0.76801 | 0.76801 | 0.76801 | 0.76801 | 0.76801 | 0.76801 | 0.76801 | 0.76801 | 0.76801 | 0.76801 | 0.76801 | 0.76801 | 0.76801 | 0.76801 | 0.76801 | 0.76801 | 0.76801 | 0.76801 | 0.76801 | 0.76801 | 0.76801 | 0.76801 | 0.76801 | 0.76801 | 0.76801 | 0.76801 | 0.76801 | 0.76801 | 0.76801 | 0.76801 | 0.76801
27 | DR | D2WDLC8 | TS25 | TS25 | 0.57686 | 0.57686 | 0.57686 | 0.57686 | 0.57686 | 0.57686 | 0.57686 | 0.57686 | 0.57686 | 0.57686 | 0.57686 | 0.57686 | 0.57686 | 0.57686 | 0.57686 | 0.57686 | 0.57686 | 0.57686 | 0.57686 | 0.57686 | 0.57686 | 0.57686 | 0.57686 | 0.57686 | 0.57686 | 0.57686 | 0.57686 | 0.57686 | 0.57686 | 0.57686 | 0.57686
27 | DR | D2WDLC8 | TS26 | TS26 | 0.53156 | 0.53156 | 0.53156 | 0.53156 | 0.53156 | 0.53156 | 0.53156 | 0.53156 | 0.53156 | 0.53156 | 0.53156 | 0.53156 | 0.53156 | 0.53156 | 0.53156 | 0.53156 | 0.53156 | 0.53156 | 0.53156 | 0.53156 | 0.53156 | 0.53156 | 0.53156 | 0.53156 | 0.53156 | 0.53156 | 0.53156 | 0.53156 | 0.53156 | 0.53156 | 0.53156
27 | DR | D2WDLC8 | TS27 | TS27 | 0.57078 | 0.57078 | 0.57078 | 0.57078 | 0.57078 | 0.57078 | 0.57078 | 0.57078 | 0.57078 | 0.57078 | 0.57078 | 0.57078 | 0.57078 | 0.57078 | 0.57078 | 0.57078 | 0.57078 | 0.57078 | 0.57078 | 0.57078 | 0.57078 | 0.57078 | 0.57078 | 0.57078 | 0.57078 | 0.57078 | 0.57078 | 0.57078 | 0.57078 | 0.57078 | 0.57078
27 | DR | D2WDLC8 | TS28 | TS28 | 0.49995 | 0.49995 | 0.49995 | 0.49995 | 0.49995 | 0.49995 | 0.49995 | 0.49995 | 0.49995 | 0.49995 | 0.49995 | 0.49995 | 0.49995 | 0.49995 | 0.49995 | 0.49995 | 0.49995 | 0.49995 | 0.49995 | 0.49995 | 0.49995 | 0.49995 | 0.49995 | 0.49995 | 0.49995 | 0.49995 | 0.49995 | 0.49995 | 0.49995 | 0.49995 | 0.49995
27 | DR | D2WDLC8 | TS29 | TS29 | 0.46856 | 0.46856 | 0.46856 | 0.46856 | 0.46856 | 0.46856 | 0.46856 | 0.46856 | 0.46856 | 0.46856 | 0.46856 | 0.46856 | 0.46856 | 0.46856 | 0.46856 | 0.46856 | 0.46856 | 0.46856 | 0.46856 | 0.46856 | 0.46856 | 0.46856 | 0.46856 | 0.46856 | 0.46856 | 0.46856 | 0.46856 | 0.46856 | 0.46856 | 0.46856 | 0.46856
27 | DR | D2WDLC8 | TS30 | TS30 | 0.5949 | 0.5949 | 0.5949 | 0.5949 | 0.5949 | 0.5949 | 0.5949 | 0.5949 | 0.5949 | 0.5949 | 0.5949 | 0.5949 | 0.5949 | 0.5949 | 0.5949 | 0.5949 | 0.5949 | 0.5949 | 0.5949 | 0.5949 | 0.5949 | 0.5949 | 0.5949 | 0.5949 | 0.5949 | 0.5949 | 0.5949 | 0.5949 | 0.5949 | 0.5949 | 0.5949
27 | DR | D2WDLC8 | TS31 | TS31 | 0.29782 | 0.29782 | 0.29782 | 0.29782 | 0.29782 | 0.29782 | 0.29782 | 0.29782 | 0.29782 | 0.29782 | 0.29782 | 0.29782 | 0.29782 | 0.29782 | 0.29782 | 0.29782 | 0.29782 | 0.29782 | 0.29782 | 0.29782 | 0.29782 | 0.29782 | 0.29782 | 0.29782 | 0.29782 | 0.29782 | 0.29782 | 0.29782 | 0.29782 | 0.29782 | 0.29782
27 | DR | D2WDLC8 | TS32 | TS32 | 0.31391 | 0.31391 | 0.31391 | 0.31391 | 0.31391 | 0.31391 | 0.31391 | 0.31391 | 0.31391 | 0.31391 | 0.31391 | 0.31391 | 0.31391 | 0.31391 | 0.31391 | 0.31391 | 0.31391 | 0.31391 | 0.31391 | 0.31391 | 0.31391 | 0.31391 | 0.31391 | 0.31391 | 0.31391 | 0.31391 | 0.31391 | 0.31391 | 0.31391 | 0.31391 | 0.31391
27 | DR | D2WDLC8 | TS33 | TS33 | 0.38203 | 0.38203 | 0.38203 | 0.38203 | 0.38203 | 0.38203 | 0.38203 | 0.38203 | 0.38203 | 0.38203 | 0.38203 | 0.38203 | 0.38203 | 0.38203 | 0.38203 | 0.38203 | 0.38203 | 0.38203 | 0.38203 | 0.38203 | 0.38203 | 0.38203 | 0.38203 | 0.38203 | 0.38203 | 0.38203 | 0.38203 | 0.38203 | 0.38203 | 0.38203 | 0.38203
27 | DR | D2WDLC8 | TS34 | TS34 | 0.45122 | 0.45122 | 0.45122 | 0.45122 | 0.45122 | 0.45122 | 0.45122 | 0.45122 | 0.45122 | 0.45122 | 0.45122 | 0.45122 | 0.45122 | 0.45122 | 0.45122 | 0.45122 | 0.45122 | 0.45122 | 0.45122 | 0.45122 | 0.45122 | 0.45122 | 0.45122 | 0.45122 | 0.45122 | 0.45122 | 0.45122 | 0.45122 | 0.45122 | 0.45122 | 0.45122
27 | DR | D2WDLC8 | TS35 | TS35 | 0.4447 | 0.4447 | 0.4447 | 0.4447 | 0.4447 | 0.4447 | 0.4447 | 0.4447 | 0.4447 | 0.4447 | 0.4447 | 0.4447 | 0.4447 | 0.4447 | 0.4447 | 0.4447 | 0.4447 | 0.4447 | 0.4447 | 0.4447 | 0.4447 | 0.4447 | 0.4447 | 0.4447 | 0.4447 | 0.4447 | 0.4447 | 0.4447 | 0.4447 | 0.4447 | 0.4447
27 | DR | D2WDLC8 | TS36 | TS36 | 0.33856 | 0.33856 | 0.33856 | 0.33856 | 0.33856 | 0.33856 | 0.33856 | 0.33856 | 0.33856 | 0.33856 | 0.33856 | 0.33856 | 0.33856 | 0.33856 | 0.33856 | 0.33856 | 0.33856 | 0.33856 | 0.33856 | 0.33856 | 0.33856 | 0.33856 | 0.33856 | 0.33856 | 0.33856 | 0.33856 | 0.33856 | 0.33856 | 0.33856 | 0.33856 | 0.33856
27 | DR | D2WDLC8 | TS37 | TS37 | 0.26075 | 0.26075 | 0.26075 | 0.26075 | 0.26075 | 0.26075 | 0.26075 | 0.26075 | 0.26075 | 0.26075 | 0.26075 | 0.26075 | 0.26075 | 0.26075 | 0.26075 | 0.26075 | 0.26075 | 0.26075 | 0.26075 | 0.26075 | 0.26075 | 0.26075 | 0.26075 | 0.26075 | 0.26075 | 0.26075 | 0.26075 | 0.26075 | 0.26075 | 0.26075 | 0.26075
27 | DR | D2WDLC8 | TS38 | TS38 | 0.22276 | 0.22276 | 0.22276 | 0.22276 | 0.22276 | 0.22276 | 0.22276 | 0.22276 | 0.22276 | 0.22276 | 0.22276 | 0.22276 | 0.22276 | 0.22276 | 0.22276 | 0.22276 | 0.22276 | 0.22276 | 0.22276 | 0.22276 | 0.22276 | 0.22276 | 0.22276 | 0.22276 | 0.22276 | 0.22276 | 0.22276 | 0.22276 | 0.22276 | 0.22276 | 0.22276
27 | DR | D2WDLC8 | TS39 | TS39 | 0.22261 | 0.22261 | 0.22261 | 0.22261 | 0.22261 | 0.22261 | 0.22261 | 0.22261 | 0.22261 | 0.22261 | 0.22261 | 0.22261 | 0.22261 | 0.22261 | 0.22261 | 0.22261 | 0.22261 | 0.22261 | 0.22261 | 0.22261 | 0.22261 | 0.22261 | 0.22261 | 0.22261 | 0.22261 | 0.22261 | 0.22261 | 0.22261 | 0.22261 | 0.22261 | 0.22261
27 | DR | D2WDLC8 | TS40 | TS40 | 0.24471 | 0.24471 | 0.24471 | 0.24471 | 0.24471 | 0.24471 | 0.24471 | 0.24471 | 0.24471 | 0.24471 | 0.24471 | 0.24471 | 0.24471 | 0.24471 | 0.24471 | 0.24471 | 0.24471 | 0.24471 | 0.24471 | 0.24471 | 0.24471 | 0.24471 | 0.24471 | 0.24471 | 0.24471 | 0.24471 | 0.24471 | 0.24471 | 0.24471 | 0.24471 | 0.24471
28 | DR | D2WDLC10 |  | [DRC,D2WDLC10,*,*] : | 2020 | 2021 | 2022 | 2023 | 2024 | 2025 | 2026 | 2027 | 2028 | 2029 | 2030 | 2031 | 2032 | 2033 | 2034 | 2035 | 2036 | 2037 | 2038 | 2039 | 2040 | 2041 | 2042 | 2043 | 2044 | 2045 | 2046 | 2047 | 2048 | 2049 | 2050 :=
28 | DR | D2WDLC10 | TS01 | TS01 | 0.20811 | 0.20811 | 0.20811 | 0.20811 | 0.20811 | 0.20811 | 0.20811 | 0.20811 | 0.20811 | 0.20811 | 0.20811 | 0.20811 | 0.20811 | 0.20811 | 0.20811 | 0.20811 | 0.20811 | 0.20811 | 0.20811 | 0.20811 | 0.20811 | 0.20811 | 0.20811 | 0.20811 | 0.20811 | 0.20811 | 0.20811 | 0.20811 | 0.20811 | 0.20811 | 0.20811
28 | DR | D2WDLC10 | TS02 | TS02 | 0.22647 | 0.22647 | 0.22647 | 0.22647 | 0.22647 | 0.22647 | 0.22647 | 0.22647 | 0.22647 | 0.22647 | 0.22647 | 0.22647 | 0.22647 | 0.22647 | 0.22647 | 0.22647 | 0.22647 | 0.22647 | 0.22647 | 0.22647 | 0.22647 | 0.22647 | 0.22647 | 0.22647 | 0.22647 | 0.22647 | 0.22647 | 0.22647 | 0.22647 | 0.22647 | 0.22647
28 | DR | D2WDLC10 | TS03 | TS03 | 0.25178 | 0.25178 | 0.25178 | 0.25178 | 0.25178 | 0.25178 | 0.25178 | 0.25178 | 0.25178 | 0.25178 | 0.25178 | 0.25178 | 0.25178 | 0.25178 | 0.25178 | 0.25178 | 0.25178 | 0.25178 | 0.25178 | 0.25178 | 0.25178 | 0.25178 | 0.25178 | 0.25178 | 0.25178 | 0.25178 | 0.25178 | 0.25178 | 0.25178 | 0.25178 | 0.25178
28 | DR | D2WDLC10 | TS04 | TS04 | 0.25416 | 0.25416 | 0.25416 | 0.25416 | 0.25416 | 0.25416 | 0.25416 | 0.25416 | 0.25416 | 0.25416 | 0.25416 | 0.25416 | 0.25416 | 0.25416 | 0.25416 | 0.25416 | 0.25416 | 0.25416 | 0.25416 | 0.25416 | 0.25416 | 0.25416 | 0.25416 | 0.25416 | 0.25416 | 0.25416 | 0.25416 | 0.25416 | 0.25416 | 0.25416 | 0.25416
28 | DR | D2WDLC10 | TS05 | TS05 | 0.29302 | 0.29302 | 0.29302 | 0.29302 | 0.29302 | 0.29302 | 0.29302 | 0.29302 | 0.29302 | 0.29302 | 0.29302 | 0.29302 | 0.29302 | 0.29302 | 0.29302 | 0.29302 | 0.29302 | 0.29302 | 0.29302 | 0.29302 | 0.29302 | 0.29302 | 0.29302 | 0.29302 | 0.29302 | 0.29302 | 0.29302 | 0.29302 | 0.29302 | 0.29302 | 0.29302
28 | DR | D2WDLC10 | TS06 | TS06 | 0.30773 | 0.30773 | 0.30773 | 0.30773 | 0.30773 | 0.30773 | 0.30773 | 0.30773 | 0.30773 | 0.30773 | 0.30773 | 0.30773 | 0.30773 | 0.30773 | 0.30773 | 0.30773 | 0.30773 | 0.30773 | 0.30773 | 0.30773 | 0.30773 | 0.30773 | 0.30773 | 0.30773 | 0.30773 | 0.30773 | 0.30773 | 0.30773 | 0.30773 | 0.30773 | 0.30773
28 | DR | D2WDLC10 | TS07 | TS07 | 0.22736 | 0.22736 | 0.22736 | 0.22736 | 0.22736 | 0.22736 | 0.22736 | 0.22736 | 0.22736 | 0.22736 | 0.22736 | 0.22736 | 0.22736 | 0.22736 | 0.22736 | 0.22736 | 0.22736 | 0.22736 | 0.22736 | 0.22736 | 0.22736 | 0.22736 | 0.22736 | 0.22736 | 0.22736 | 0.22736 | 0.22736 | 0.22736 | 0.22736 | 0.22736 | 0.22736
28 | DR | D2WDLC10 | TS08 | TS08 | 0.1898 | 0.1898 | 0.1898 | 0.1898 | 0.1898 | 0.1898 | 0.1898 | 0.1898 | 0.1898 | 0.1898 | 0.1898 | 0.1898 | 0.1898 | 0.1898 | 0.1898 | 0.1898 | 0.1898 | 0.1898 | 0.1898 | 0.1898 | 0.1898 | 0.1898 | 0.1898 | 0.1898 | 0.1898 | 0.1898 | 0.1898 | 0.1898 | 0.1898 | 0.1898 | 0.1898
28 | DR | D2WDLC10 | TS09 | TS09 | 0.18594 | 0.18594 | 0.18594 | 0.18594 | 0.18594 | 0.18594 | 0.18594 | 0.18594 | 0.18594 | 0.18594 | 0.18594 | 0.18594 | 0.18594 | 0.18594 | 0.18594 | 0.18594 | 0.18594 | 0.18594 | 0.18594 | 0.18594 | 0.18594 | 0.18594 | 0.18594 | 0.18594 | 0.18594 | 0.18594 | 0.18594 | 0.18594 | 0.18594 | 0.18594 | 0.18594
28 | DR | D2WDLC10 | TS10 | TS10 | 0.18708 | 0.18708 | 0.18708 | 0.18708 | 0.18708 | 0.18708 | 0.18708 | 0.18708 | 0.18708 | 0.18708 | 0.18708 | 0.18708 | 0.18708 | 0.18708 | 0.18708 | 0.18708 | 0.18708 | 0.18708 | 0.18708 | 0.18708 | 0.18708 | 0.18708 | 0.18708 | 0.18708 | 0.18708 | 0.18708 | 0.18708 | 0.18708 | 0.18708 | 0.18708 | 0.18708
28 | DR | D2WDLC10 | TS11 | TS11 | 0.76709 | 0.76709 | 0.76709 | 0.76709 | 0.76709 | 0.76709 | 0.76709 | 0.76709 | 0.76709 | 0.76709 | 0.76709 | 0.76709 | 0.76709 | 0.76709 | 0.76709 | 0.76709 | 0.76709 | 0.76709 | 0.76709 | 0.76709 | 0.76709 | 0.76709 | 0.76709 | 0.76709 | 0.76709 | 0.76709 | 0.76709 | 0.76709 | 0.76709 | 0.76709 | 0.76709
28 | DR | D2WDLC10 | TS12 | TS12 | 0.81929 | 0.81929 | 0.81929 | 0.81929 | 0.81929 | 0.81929 | 0.81929 | 0.81929 | 0.81929 | 0.81929 | 0.81929 | 0.81929 | 0.81929 | 0.81929 | 0.81929 | 0.81929 | 0.81929 | 0.81929 | 0.81929 | 0.81929 | 0.81929 | 0.81929 | 0.81929 | 0.81929 | 0.81929 | 0.81929 | 0.81929 | 0.81929 | 0.81929 | 0.81929 | 0.81929
28 | DR | D2WDLC10 | TS13 | TS13 | 0.79728 | 0.79728 | 0.79728 | 0.79728 | 0.79728 | 0.79728 | 0.79728 | 0.79728 | 0.79728 | 0.79728 | 0.79728 | 0.79728 | 0.79728 | 0.79728 | 0.79728 | 0.79728 | 0.79728 | 0.79728 | 0.79728 | 0.79728 | 0.79728 | 0.79728 | 0.79728 | 0.79728 | 0.79728 | 0.79728 | 0.79728 | 0.79728 | 0.79728 | 0.79728 | 0.79728
28 | DR | D2WDLC10 | TS14 | TS14 | 0.67523 | 0.67523 | 0.67523 | 0.67523 | 0.67523 | 0.67523 | 0.67523 | 0.67523 | 0.67523 | 0.67523 | 0.67523 | 0.67523 | 0.67523 | 0.67523 | 0.67523 | 0.67523 | 0.67523 | 0.67523 | 0.67523 | 0.67523 | 0.67523 | 0.67523 | 0.67523 | 0.67523 | 0.67523 | 0.67523 | 0.67523 | 0.67523 | 0.67523 | 0.67523 | 0.67523
28 | DR | D2WDLC10 | TS15 | TS15 | 0.34958 | 0.34958 | 0.34958 | 0.34958 | 0.34958 | 0.34958 | 0.34958 | 0.34958 | 0.34958 | 0.34958 | 0.34958 | 0.34958 | 0.34958 | 0.34958 | 0.34958 | 0.34958 | 0.34958 | 0.34958 | 0.34958 | 0.34958 | 0.34958 | 0.34958 | 0.34958 | 0.34958 | 0.34958 | 0.34958 | 0.34958 | 0.34958 | 0.34958 | 0.34958 | 0.34958
28 | DR | D2WDLC10 | TS16 | TS16 | 0.23413 | 0.23413 | 0.23413 | 0.23413 | 0.23413 | 0.23413 | 0.23413 | 0.23413 | 0.23413 | 0.23413 | 0.23413 | 0.23413 | 0.23413 | 0.23413 | 0.23413 | 0.23413 | 0.23413 | 0.23413 | 0.23413 | 0.23413 | 0.23413 | 0.23413 | 0.23413 | 0.23413 | 0.23413 | 0.23413 | 0.23413 | 0.23413 | 0.23413 | 0.23413 | 0.23413
28 | DR | D2WDLC10 | TS17 | TS17 | 0.27703 | 0.27703 | 0.27703 | 0.27703 | 0.27703 | 0.27703 | 0.27703 | 0.27703 | 0.27703 | 0.27703 | 0.27703 | 0.27703 | 0.27703 | 0.27703 | 0.27703 | 0.27703 | 0.27703 | 0.27703 | 0.27703 | 0.27703 | 0.27703 | 0.27703 | 0.27703 | 0.27703 | 0.27703 | 0.27703 | 0.27703 | 0.27703 | 0.27703 | 0.27703 | 0.27703
28 | DR | D2WDLC10 | TS18 | TS18 | 0.5153 | 0.5153 | 0.5153 | 0.5153 | 0.5153 | 0.5153 | 0.5153 | 0.5153 | 0.5153 | 0.5153 | 0.5153 | 0.5153 | 0.5153 | 0.5153 | 0.5153 | 0.5153 | 0.5153 | 0.5153 | 0.5153 | 0.5153 | 0.5153 | 0.5153 | 0.5153 | 0.5153 | 0.5153 | 0.5153 | 0.5153 | 0.5153 | 0.5153 | 0.5153 | 0.5153
28 | DR | D2WDLC10 | TS19 | TS19 | 0.67893 | 0.67893 | 0.67893 | 0.67893 | 0.67893 | 0.67893 | 0.67893 | 0.67893 | 0.67893 | 0.67893 | 0.67893 | 0.67893 | 0.67893 | 0.67893 | 0.67893 | 0.67893 | 0.67893 | 0.67893 | 0.67893 | 0.67893 | 0.67893 | 0.67893 | 0.67893 | 0.67893 | 0.67893 | 0.67893 | 0.67893 | 0.67893 | 0.67893 | 0.67893 | 0.67893
28 | DR | D2WDLC10 | TS20 | TS20 | 0.72073 | 0.72073 | 0.72073 | 0.72073 | 0.72073 | 0.72073 | 0.72073 | 0.72073 | 0.72073 | 0.72073 | 0.72073 | 0.72073 | 0.72073 | 0.72073 | 0.72073 | 0.72073 | 0.72073 | 0.72073 | 0.72073 | 0.72073 | 0.72073 | 0.72073 | 0.72073 | 0.72073 | 0.72073 | 0.72073 | 0.72073 | 0.72073 | 0.72073 | 0.72073 | 0.72073
28 | DR | D2WDLC10 | TS21 | TS21 | 0.72042 | 0.72042 | 0.72042 | 0.72042 | 0.72042 | 0.72042 | 0.72042 | 0.72042 | 0.72042 | 0.72042 | 0.72042 | 0.72042 | 0.72042 | 0.72042 | 0.72042 | 0.72042 | 0.72042 | 0.72042 | 0.72042 | 0.72042 | 0.72042 | 0.72042 | 0.72042 | 0.72042 | 0.72042 | 0.72042 | 0.72042 | 0.72042 | 0.72042 | 0.72042 | 0.72042
28 | DR | D2WDLC10 | TS22 | TS22 | 0.75286 | 0.75286 | 0.75286 | 0.75286 | 0.75286 | 0.75286 | 0.75286 | 0.75286 | 0.75286 | 0.75286 | 0.75286 | 0.75286 | 0.75286 | 0.75286 | 0.75286 | 0.75286 | 0.75286 | 0.75286 | 0.75286 | 0.75286 | 0.75286 | 0.75286 | 0.75286 | 0.75286 | 0.75286 | 0.75286 | 0.75286 | 0.75286 | 0.75286 | 0.75286 | 0.75286
28 | DR | D2WDLC10 | TS23 | TS23 | 0.78073 | 0.78073 | 0.78073 | 0.78073 | 0.78073 | 0.78073 | 0.78073 | 0.78073 | 0.78073 | 0.78073 | 0.78073 | 0.78073 | 0.78073 | 0.78073 | 0.78073 | 0.78073 | 0.78073 | 0.78073 | 0.78073 | 0.78073 | 0.78073 | 0.78073 | 0.78073 | 0.78073 | 0.78073 | 0.78073 | 0.78073 | 0.78073 | 0.78073 | 0.78073 | 0.78073
28 | DR | D2WDLC10 | TS24 | TS24 | 0.71848 | 0.71848 | 0.71848 | 0.71848 | 0.71848 | 0.71848 | 0.71848 | 0.71848 | 0.71848 | 0.71848 | 0.71848 | 0.71848 | 0.71848 | 0.71848 | 0.71848 | 0.71848 | 0.71848 | 0.71848 | 0.71848 | 0.71848 | 0.71848 | 0.71848 | 0.71848 | 0.71848 | 0.71848 | 0.71848 | 0.71848 | 0.71848 | 0.71848 | 0.71848 | 0.71848
28 | DR | D2WDLC10 | TS25 | TS25 | 0.40504 | 0.40504 | 0.40504 | 0.40504 | 0.40504 | 0.40504 | 0.40504 | 0.40504 | 0.40504 | 0.40504 | 0.40504 | 0.40504 | 0.40504 | 0.40504 | 0.40504 | 0.40504 | 0.40504 | 0.40504 | 0.40504 | 0.40504 | 0.40504 | 0.40504 | 0.40504 | 0.40504 | 0.40504 | 0.40504 | 0.40504 | 0.40504 | 0.40504 | 0.40504 | 0.40504
28 | DR | D2WDLC10 | TS26 | TS26 | 0.31534 | 0.31534 | 0.31534 | 0.31534 | 0.31534 | 0.31534 | 0.31534 | 0.31534 | 0.31534 | 0.31534 | 0.31534 | 0.31534 | 0.31534 | 0.31534 | 0.31534 | 0.31534 | 0.31534 | 0.31534 | 0.31534 | 0.31534 | 0.31534 | 0.31534 | 0.31534 | 0.31534 | 0.31534 | 0.31534 | 0.31534 | 0.31534 | 0.31534 | 0.31534 | 0.31534
28 | DR | D2WDLC10 | TS27 | TS27 | 0.40228 | 0.40228 | 0.40228 | 0.40228 | 0.40228 | 0.40228 | 0.40228 | 0.40228 | 0.40228 | 0.40228 | 0.40228 | 0.40228 | 0.40228 | 0.40228 | 0.40228 | 0.40228 | 0.40228 | 0.40228 | 0.40228 | 0.40228 | 0.40228 | 0.40228 | 0.40228 | 0.40228 | 0.40228 | 0.40228 | 0.40228 | 0.40228 | 0.40228 | 0.40228 | 0.40228
28 | DR | D2WDLC10 | TS28 | TS28 | 0.64907 | 0.64907 | 0.64907 | 0.64907 | 0.64907 | 0.64907 | 0.64907 | 0.64907 | 0.64907 | 0.64907 | 0.64907 | 0.64907 | 0.64907 | 0.64907 | 0.64907 | 0.64907 | 0.64907 | 0.64907 | 0.64907 | 0.64907 | 0.64907 | 0.64907 | 0.64907 | 0.64907 | 0.64907 | 0.64907 | 0.64907 | 0.64907 | 0.64907 | 0.64907 | 0.64907
28 | DR | D2WDLC10 | TS29 | TS29 | 0.76347 | 0.76347 | 0.76347 | 0.76347 | 0.76347 | 0.76347 | 0.76347 | 0.76347 | 0.76347 | 0.76347 | 0.76347 | 0.76347 | 0.76347 | 0.76347 | 0.76347 | 0.76347 | 0.76347 | 0.76347 | 0.76347 | 0.76347 | 0.76347 | 0.76347 | 0.76347 | 0.76347 | 0.76347 | 0.76347 | 0.76347 | 0.76347 | 0.76347 | 0.76347 | 0.76347
28 | DR | D2WDLC10 | TS30 | TS30 | 0.7606 | 0.7606 | 0.7606 | 0.7606 | 0.7606 | 0.7606 | 0.7606 | 0.7606 | 0.7606 | 0.7606 | 0.7606 | 0.7606 | 0.7606 | 0.7606 | 0.7606 | 0.7606 | 0.7606 | 0.7606 | 0.7606 | 0.7606 | 0.7606 | 0.7606 | 0.7606 | 0.7606 | 0.7606 | 0.7606 | 0.7606 | 0.7606 | 0.7606 | 0.7606 | 0.7606
28 | DR | D2WDLC10 | TS31 | TS31 | 0.3669 | 0.3669 | 0.3669 | 0.3669 | 0.3669 | 0.3669 | 0.3669 | 0.3669 | 0.3669 | 0.3669 | 0.3669 | 0.3669 | 0.3669 | 0.3669 | 0.3669 | 0.3669 | 0.3669 | 0.3669 | 0.3669 | 0.3669 | 0.3669 | 0.3669 | 0.3669 | 0.3669 | 0.3669 | 0.3669 | 0.3669 | 0.3669 | 0.3669 | 0.3669 | 0.3669
28 | DR | D2WDLC10 | TS32 | TS32 | 0.3792 | 0.3792 | 0.3792 | 0.3792 | 0.3792 | 0.3792 | 0.3792 | 0.3792 | 0.3792 | 0.3792 | 0.3792 | 0.3792 | 0.3792 | 0.3792 | 0.3792 | 0.3792 | 0.3792 | 0.3792 | 0.3792 | 0.3792 | 0.3792 | 0.3792 | 0.3792 | 0.3792 | 0.3792 | 0.3792 | 0.3792 | 0.3792 | 0.3792 | 0.3792 | 0.3792
28 | DR | D2WDLC10 | TS33 | TS33 | 0.3888 | 0.3888 | 0.3888 | 0.3888 | 0.3888 | 0.3888 | 0.3888 | 0.3888 | 0.3888 | 0.3888 | 0.3888 | 0.3888 | 0.3888 | 0.3888 | 0.3888 | 0.3888 | 0.3888 | 0.3888 | 0.3888 | 0.3888 | 0.3888 | 0.3888 | 0.3888 | 0.3888 | 0.3888 | 0.3888 | 0.3888 | 0.3888 | 0.3888 | 0.3888 | 0.3888
28 | DR | D2WDLC10 | TS34 | TS34 | 0.33419 | 0.33419 | 0.33419 | 0.33419 | 0.33419 | 0.33419 | 0.33419 | 0.33419 | 0.33419 | 0.33419 | 0.33419 | 0.33419 | 0.33419 | 0.33419 | 0.33419 | 0.33419 | 0.33419 | 0.33419 | 0.33419 | 0.33419 | 0.33419 | 0.33419 | 0.33419 | 0.33419 | 0.33419 | 0.33419 | 0.33419 | 0.33419 | 0.33419 | 0.33419 | 0.33419
28 | DR | D2WDLC10 | TS35 | TS35 | 0.28728 | 0.28728 | 0.28728 | 0.28728 | 0.28728 | 0.28728 | 0.28728 | 0.28728 | 0.28728 | 0.28728 | 0.28728 | 0.28728 | 0.28728 | 0.28728 | 0.28728 | 0.28728 | 0.28728 | 0.28728 | 0.28728 | 0.28728 | 0.28728 | 0.28728 | 0.28728 | 0.28728 | 0.28728 | 0.28728 | 0.28728 | 0.28728 | 0.28728 | 0.28728 | 0.28728
28 | DR | D2WDLC10 | TS36 | TS36 | 0.25162 | 0.25162 | 0.25162 | 0.25162 | 0.25162 | 0.25162 | 0.25162 | 0.25162 | 0.25162 | 0.25162 | 0.25162 | 0.25162 | 0.25162 | 0.25162 | 0.25162 | 0.25162 | 0.25162 | 0.25162 | 0.25162 | 0.25162 | 0.25162 | 0.25162 | 0.25162 | 0.25162 | 0.25162 | 0.25162 | 0.25162 | 0.25162 | 0.25162 | 0.25162 | 0.25162
28 | DR | D2WDLC10 | TS37 | TS37 | 0.20002 | 0.20002 | 0.20002 | 0.20002 | 0.20002 | 0.20002 | 0.20002 | 0.20002 | 0.20002 | 0.20002 | 0.20002 | 0.20002 | 0.20002 | 0.20002 | 0.20002 | 0.20002 | 0.20002 | 0.20002 | 0.20002 | 0.20002 | 0.20002 | 0.20002 | 0.20002 | 0.20002 | 0.20002 | 0.20002 | 0.20002 | 0.20002 | 0.20002 | 0.20002 | 0.20002
28 | DR | D2WDLC10 | TS38 | TS38 | 0.25374 | 0.25374 | 0.25374 | 0.25374 | 0.25374 | 0.25374 | 0.25374 | 0.25374 | 0.25374 | 0.25374 | 0.25374 | 0.25374 | 0.25374 | 0.25374 | 0.25374 | 0.25374 | 0.25374 | 0.25374 | 0.25374 | 0.25374 | 0.25374 | 0.25374 | 0.25374 | 0.25374 | 0.25374 | 0.25374 | 0.25374 | 0.25374 | 0.25374 | 0.25374 | 0.25374
28 | DR | D2WDLC10 | TS39 | TS39 | 0.3065 | 0.3065 | 0.3065 | 0.3065 | 0.3065 | 0.3065 | 0.3065 | 0.3065 | 0.3065 | 0.3065 | 0.3065 | 0.3065 | 0.3065 | 0.3065 | 0.3065 | 0.3065 | 0.3065 | 0.3065 | 0.3065 | 0.3065 | 0.3065 | 0.3065 | 0.3065 | 0.3065 | 0.3065 | 0.3065 | 0.3065 | 0.3065 | 0.3065 | 0.3065 | 0.3065
28 | DR | D2WDLC10 | TS40 | TS40 | 0.31861 | 0.31861 | 0.31861 | 0.31861 | 0.31861 | 0.31861 | 0.31861 | 0.31861 | 0.31861 | 0.31861 | 0.31861 | 0.31861 | 0.31861 | 0.31861 | 0.31861 | 0.31861 | 0.31861 | 0.31861 | 0.31861 | 0.31861 | 0.31861 | 0.31861 | 0.31861 | 0.31861 | 0.31861 | 0.31861 | 0.31861 | 0.31861 | 0.31861 | 0.31861 | 0.31861
29 | DR | D2HLT0180 |  | [DRC,D2HLT0180,*,*] : | 2020 | 2021 | 2022 | 2023 | 2024 | 2025 | 2026 | 2027 | 2028 | 2029 | 2030 | 2031 | 2032 | 2033 | 2034 | 2035 | 2036 | 2037 | 2038 | 2039 | 2040 | 2041 | 2042 | 2043 | 2044 | 2045 | 2046 | 2047 | 2048 | 2049 | 2050 :=
29 | DR | D2HLT0180 | TS01 | TS01 | bar: 2020 to 2050 :=
29 | DR | D2HLT0180 | TS02 | TS02 | bar: 2020 to 2050 :=
29 | DR | D2HLT0180 | TS03 | TS03 | bar: 2020 to 2050 :=
29 | DR | D2HLT0180 | TS04 | TS04 | bar: 2020 to 2050 :=
29 | DR | D2HLT0180 | TS05 | TS05 | bar: 2020 to 2050 :=
29 | DR | D2HLT0180 | TS06 | TS06 | bar: 2020 to 2050 :=
29 | DR | D2HLT0180 | TS07 | TS07 | bar: 2020 to 2050 :=
29 | DR | D2HLT0180 | TS08 | TS08 | bar: 2020 to 2050 :=
29 | DR | D2HLT0180 | TS09 | TS09 | bar: 2020 to 2050 :=
29 | DR | D2HLT0180 | TS10 | TS10 | bar: 2020 to 2050 :=
29 | DR | D2HLT0180 | TS11 | TS11 | bar: 2020 to 2050 :=
29 | DR | D2HLT0180 | TS12 | TS12 | bar: 2020 to 2050 :=
29 | DR | D2HLT0180 | TS13 | TS13 | bar: 2020 to 2050 :=
29 | DR | D2HLT0180 | TS14 | TS14 | bar: 2020 to 2050 :=
29 | DR | D2HLT0180 | TS15 | TS15 | bar: 2020 to 2050 :=
29 | DR | D2HLT0180 | TS16 | TS16 | bar: 2020 to 2050 :=
29 | DR | D2HLT0180 | TS17 | TS17 | bar: 2020 to 2050 :=
29 | DR | D2HLT0180 | TS18 | TS18 | bar: 2020 to 2050 :=
29 | DR | D2HLT0180 | TS19 | TS19 | bar: 2020 to 2050 :=
29 | DR | D2HLT0180 | TS20 | TS20 | bar: 2020 to 2050 :=
29 | DR | D2HLT0180 | TS21 | TS21 | bar: 2020 to 2050 :=
29 | DR | D2HLT0180 | TS22 | TS22 | bar: 2020 to 2050 :=
29 | DR | D2HLT0180 | TS23 | TS23 | bar: 2020 to 2050 :=
29 | DR | D2HLT0180 | TS24 | TS24 | bar: 2020 to 2050 :=
29 | DR | D2HLT0180 | TS25 | TS25 | bar: 2020 to 2050 :=
29 | DR | D2HLT0180 | TS26 | TS26 | bar: 2020 to 2050 :=
29 | DR | D2HLT0180 | TS27 | TS27 | bar: 2020 to 2050 :=
29 | DR | D2HLT0180 | TS28 | TS28 | bar: 2020 to 2050 :=
29 | DR | D2HLT0180 | TS29 | TS29 | bar: 2020 to 2050 :=
29 | DR | D2HLT0180 | TS30 | TS30 | bar: 2020 to 2050 :=
29 | DR | D2HLT0180 | TS31 | TS31 | bar: 2020 to 2050 :=
29 | DR | D2HLT0180 | TS32 | TS32 | bar: 2020 to 2050 :=
29 | DR | D2HLT0180 | TS33 | TS33 | bar: 2020 to 2050 :=
29 | DR | D2HLT0180 | TS34 | TS34 | bar: 2020 to 2050 :=
29 | DR | D2HLT0180 | TS35 | TS35 | bar: 2020 to 2050 :=
29 | DR | D2HLT0180 | TS36 | TS36 | bar: 2020 to 2050 :=
29 | DR | D2HLT0180 | TS37 | TS37 | bar: 2020 to 2050 :=
29 | DR | D2HLT0180 | TS38 | TS38 | bar: 2020 to 2050 :=
29 | DR | D2HLT0180 | TS39 | TS39 | bar: 2020 to 2050 :=
29 | DR | D2HLT0180 | TS40 | TS40 | bar: 2020 to 2050 :=
30 | DR | D2HLT0181 |  | [DRC,D2HLT0181,*,*] : | 2020 | 2021 | 2022 | 2023 | 2024 | 2025 | 2026 | 2027 | 2028 | 2029 | 2030 | 2031 | 2032 | 2033 | 2034 | 2035 | 2036 | 2037 | 2038 | 2039 | 2040 | 2041 | 2042 | 2043 | 2044 | 2045 | 2046 | 2047 | 2048 | 2049 | 2050 :=
30 | DR | D2HLT0181 | TS01 | TS01 | bar: 2020 to 2050 :=
30 | DR | D2HLT0181 | TS02 | TS02 | bar: 2020 to 2050 :=
30 | DR | D2HLT0181 | TS03 | TS03 | bar: 2020 to 2050 :=
30 | DR | D2HLT0181 | TS04 | TS04 | bar: 2020 to 2050 :=
30 | DR | D2HLT0181 | TS05 | TS05 | bar: 2020 to 2050 :=
30 | DR | D2HLT0181 | TS06 | TS06 | bar: 2020 to 2050 :=
30 | DR | D2HLT0181 | TS07 | TS07 | bar: 2020 to 2050 :=
30 | DR | D2HLT0181 | TS08 | TS08 | bar: 2020 to 2050 :=
30 | DR | D2HLT0181 | TS09 | TS09 | bar: 2020 to 2050 :=
30 | DR | D2HLT0181 | TS10 | TS10 | bar: 2020 to 2050 :=
30 | DR | D2HLT0181 | TS11 | TS11 | bar: 2020 to 2050 :=
30 | DR | D2HLT0181 | TS12 | TS12 | bar: 2020 to 2050 :=
30 | DR | D2HLT0181 | TS13 | TS13 | bar: 2020 to 2050 :=
30 | DR | D2HLT0181 | TS14 | TS14 | bar: 2020 to 2050 :=
30 | DR | D2HLT0181 | TS15 | TS15 | bar: 2020 to 2050 :=
30 | DR | D2HLT0181 | TS16 | TS16 | bar: 2020 to 2050 :=
30 | DR | D2HLT0181 | TS17 | TS17 | bar: 2020 to 2050 :=
30 | DR | D2HLT0181 | TS18 | TS18 | bar: 2020 to 2050 :=
30 | DR | D2HLT0181 | TS19 | TS19 | bar: 2020 to 2050 :=
30 | DR | D2HLT0181 | TS20 | TS20 | bar: 2020 to 2050 :=
30 | DR | D2HLT0181 | TS21 | TS21 | bar: 2020 to 2050 :=
30 | DR | D2HLT0181 | TS22 | TS22 | bar: 2020 to 2050 :=
30 | DR | D2HLT0181 | TS23 | TS23 | bar: 2020 to 2050 :=
30 | DR | D2HLT0181 | TS24 | TS24 | bar: 2020 to 2050 :=
30 | DR | D2HLT0181 | TS25 | TS25 | bar: 2020 to 2050 :=
30 | DR | D2HLT0181 | TS26 | TS26 | bar: 2020 to 2050 :=
30 | DR | D2HLT0181 | TS27 | TS27 | bar: 2020 to 2050 :=
30 | DR | D2HLT0181 | TS28 | TS28 | bar: 2020 to 2050 :=
30 | DR | D2HLT0181 | TS29 | TS29 | bar: 2020 to 2050 :=
30 | DR | D2HLT0181 | TS30 | TS30 | bar: 2020 to 2050 :=
30 | DR | D2HLT0181 | TS31 | TS31 | bar: 2020 to 2050 :=
30 | DR | D2HLT0181 | TS32 | TS32 | bar: 2020 to 2050 :=
30 | DR | D2HLT0181 | TS33 | TS33 | bar: 2020 to 2050 :=
30 | DR | D2HLT0181 | TS34 | TS34 | bar: 2020 to 2050 :=
30 | DR | D2HLT0181 | TS35 | TS35 | bar: 2020 to 2050 :=
30 | DR | D2HLT0181 | TS36 | TS36 | bar: 2020 to 2050 :=
30 | DR | D2HLT0181 | TS37 | TS37 | bar: 2020 to 2050 :=
30 | DR | D2HLT0181 | TS38 | TS38 | bar: 2020 to 2050 :=
30 | DR | D2HLT0181 | TS39 | TS39 | bar: 2020 to 2050 :=
30 | DR | D2HLT0181 | TS40 | TS40 | bar: 2020 to 2050 :=
31 | DR | D2HSF0779 |  | [DRC,D2HSF0779,*,*] : | 2020 | 2021 | 2022 | 2023 | 2024 | 2025 | 2026 | 2027 | 2028 | 2029 | 2030 | 2031 | 2032 | 2033 | 2034 | 2035 | 2036 | 2037 | 2038 | 2039 | 2040 | 2041 | 2042 | 2043 | 2044 | 2045 | 2046 | 2047 | 2048 | 2049 | 2050 :=
31 | DR | D2HSF0779 | TS01 | TS01 | bar: 2020 to 2050 :=
31 | DR | D2HSF0779 | TS02 | TS02 | bar: 2020 to 2050 :=
31 | DR | D2HSF0779 | TS03 | TS03 | bar: 2020 to 2050 :=
31 | DR | D2HSF0779 | TS04 | TS04 | bar: 2020 to 2050 :=
31 | DR | D2HSF0779 | TS05 | TS05 | bar: 2020 to 2050 :=
31 | DR | D2HSF0779 | TS06 | TS06 | bar: 2020 to 2050 :=
31 | DR | D2HSF0779 | TS07 | TS07 | bar: 2020 to 2050 :=
31 | DR | D2HSF0779 | TS08 | TS08 | bar: 2020 to 2050 :=
31 | DR | D2HSF0779 | TS09 | TS09 | bar: 2020 to 2050 :=
31 | DR | D2HSF0779 | TS10 | TS10 | bar: 2020 to 2050 :=
31 | DR | D2HSF0779 | TS11 | TS11 | bar: 2020 to 2050 :=
31 | DR | D2HSF0779 | TS12 | TS12 | bar: 2020 to 2050 :=
31 | DR | D2HSF0779 | TS13 | TS13 | bar: 2020 to 2050 :=
31 | DR | D2HSF0779 | TS14 | TS14 | bar: 2020 to 2050 :=
31 | DR | D2HSF0779 | TS15 | TS15 | bar: 2020 to 2050 :=
31 | DR | D2HSF0779 | TS16 | TS16 | bar: 2020 to 2050 :=
31 | DR | D2HSF0779 | TS17 | TS17 | bar: 2020 to 2050 :=
31 | DR | D2HSF0779 | TS18 | TS18 | bar: 2020 to 2050 :=
31 | DR | D2HSF0779 | TS19 | TS19 | bar: 2020 to 2050 :=
31 | DR | D2HSF0779 | TS20 | TS20 | bar: 2020 to 2050 :=
31 | DR | D2HSF0779 | TS21 | TS21 | bar: 2020 to 2050 :=
31 | DR | D2HSF0779 | TS22 | TS22 | bar: 2020 to 2050 :=
31 | DR | D2HSF0779 | TS23 | TS23 | bar: 2020 to 2050 :=
31 | DR | D2HSF0779 | TS24 | TS24 | bar: 2020 to 2050 :=
31 | DR | D2HSF0779 | TS25 | TS25 | bar: 2020 to 2050 :=
31 | DR | D2HSF0779 | TS26 | TS26 | bar: 2020 to 2050 :=
31 | DR | D2HSF0779 | TS27 | TS27 | bar: 2020 to 2050 :=
31 | DR | D2HSF0779 | TS28 | TS28 | bar: 2020 to 2050 :=
31 | DR | D2HSF0779 | TS29 | TS29 | bar: 2020 to 2050 :=
31 | DR | D2HSF0779 | TS30 | TS30 | bar: 2020 to 2050 :=
31 | DR | D2HSF0779 | TS31 | TS31 | bar: 2020 to 2050 :=
31 | DR | D2HSF0779 | TS32 | TS32 | bar: 2020 to 2050 :=
31 | DR | D2HSF0779 | TS33 | TS33 | bar: 2020 to 2050 :=
31 | DR | D2HSF0779 | TS34 | TS34 | bar: 2020 to 2050 :=
31 | DR | D2HSF0779 | TS35 | TS35 | bar: 2020 to 2050 :=
31 | DR | D2HSF0779 | TS36 | TS36 | bar: 2020 to 2050 :=
31 | DR | D2HSF0779 | TS37 | TS37 | bar: 2020 to 2050 :=
31 | DR | D2HSF0779 | TS38 | TS38 | bar: 2020 to 2050 :=
31 | DR | D2HSF0779 | TS39 | TS39 | bar: 2020 to 2050 :=
31 | DR | D2HSF0779 | TS40 | TS40 | bar: 2020 to 2050 :=
32 | DR | D2HSF0893 |  | [DRC,D2HSF0893,*,*] : | 2020 | 2021 | 2022 | 2023 | 2024 | 2025 | 2026 | 2027 | 2028 | 2029 | 2030 | 2031 | 2032 | 2033 | 2034 | 2035 | 2036 | 2037 | 2038 | 2039 | 2040 | 2041 | 2042 | 2043 | 2044 | 2045 | 2046 | 2047 | 2048 | 2049 | 2050 :=
32 | DR | D2HSF0893 | TS01 | TS01 | bar: 2020 to 2050 :=
32 | DR | D2HSF0893 | TS02 | TS02 | bar: 2020 to 2050 :=
32 | DR | D2HSF0893 | TS03 | TS03 | bar: 2020 to 2050 :=
32 | DR | D2HSF0893 | TS04 | TS04 | bar: 2020 to 2050 :=
32 | DR | D2HSF0893 | TS05 | TS05 | bar: 2020 to 2050 :=
32 | DR | D2HSF0893 | TS06 | TS06 | bar: 2020 to 2050 :=
32 | DR | D2HSF0893 | TS07 | TS07 | bar: 2020 to 2050 :=
32 | DR | D2HSF0893 | TS08 | TS08 | bar: 2020 to 2050 :=
32 | DR | D2HSF0893 | TS09 | TS09 | bar: 2020 to 2050 :=
32 | DR | D2HSF0893 | TS10 | TS10 | bar: 2020 to 2050 :=
32 | DR | D2HSF0893 | TS11 | TS11 | bar: 2020 to 2050 :=
32 | DR | D2HSF0893 | TS12 | TS12 | bar: 2020 to 2050 :=
32 | DR | D2HSF0893 | TS13 | TS13 | bar: 2020 to 2050 :=
32 | DR | D2HSF0893 | TS14 | TS14 | bar: 2020 to 2050 :=
32 | DR | D2HSF0893 | TS15 | TS15 | bar: 2020 to 2050 :=
32 | DR | D2HSF0893 | TS16 | TS16 | bar: 2020 to 2050 :=
32 | DR | D2HSF0893 | TS17 | TS17 | bar: 2020 to 2050 :=
32 | DR | D2HSF0893 | TS18 | TS18 | bar: 2020 to 2050 :=
32 | DR | D2HSF0893 | TS19 | TS19 | bar: 2020 to 2050 :=
32 | DR | D2HSF0893 | TS20 | TS20 | bar: 2020 to 2050 :=
32 | DR | D2HSF0893 | TS21 | TS21 | bar: 2020 to 2050 :=
32 | DR | D2HSF0893 | TS22 | TS22 | bar: 2020 to 2050 :=
32 | DR | D2HSF0893 | TS23 | TS23 | bar: 2020 to 2050 :=
32 | DR | D2HSF0893 | TS24 | TS24 | bar: 2020 to 2050 :=
32 | DR | D2HSF0893 | TS25 | TS25 | bar: 2020 to 2050 :=
32 | DR | D2HSF0893 | TS26 | TS26 | bar: 2020 to 2050 :=
32 | DR | D2HSF0893 | TS27 | TS27 | bar: 2020 to 2050 :=
32 | DR | D2HSF0893 | TS28 | TS28 | bar: 2020 to 2050 :=
32 | DR | D2HSF0893 | TS29 | TS29 | bar: 2020 to 2050 :=
32 | DR | D2HSF0893 | TS30 | TS30 | bar: 2020 to 2050 :=
32 | DR | D2HSF0893 | TS31 | TS31 | bar: 2020 to 2050 :=
32 | DR | D2HSF0893 | TS32 | TS32 | bar: 2020 to 2050 :=
32 | DR | D2HSF0893 | TS33 | TS33 | bar: 2020 to 2050 :=
32 | DR | D2HSF0893 | TS34 | TS34 | bar: 2020 to 2050 :=
32 | DR | D2HSF0893 | TS35 | TS35 | bar: 2020 to 2050 :=
32 | DR | D2HSF0893 | TS36 | TS36 | bar: 2020 to 2050 :=
32 | DR | D2HSF0893 | TS37 | TS37 | bar: 2020 to 2050 :=
32 | DR | D2HSF0893 | TS38 | TS38 | bar: 2020 to 2050 :=
32 | DR | D2HSF0893 | TS39 | TS39 | bar: 2020 to 2050 :=
32 | DR | D2HSF0893 | TS40 | TS40 | bar: 2020 to 2050 :=
33 | DR | D2HSF0915 |  | [DRC,D2HSF0915,*,*] : | 2020 | 2021 | 2022 | 2023 | 2024 | 2025 | 2026 | 2027 | 2028 | 2029 | 2030 | 2031 | 2032 | 2033 | 2034 | 2035 | 2036 | 2037 | 2038 | 2039 | 2040 | 2041 | 2042 | 2043 | 2044 | 2045 | 2046 | 2047 | 2048 | 2049 | 2050 :=
33 | DR | D2HSF0915 | TS01 | TS01 | bar: 2020 to 2050 :=
33 | DR | D2HSF0915 | TS02 | TS02 | bar: 2020 to 2050 :=
33 | DR | D2HSF0915 | TS03 | TS03 | bar: 2020 to 2050 :=
33 | DR | D2HSF0915 | TS04 | TS04 | bar: 2020 to 2050 :=
33 | DR | D2HSF0915 | TS05 | TS05 | bar: 2020 to 2050 :=
33 | DR | D2HSF0915 | TS06 | TS06 | bar: 2020 to 2050 :=
33 | DR | D2HSF0915 | TS07 | TS07 | bar: 2020 to 2050 :=
33 | DR | D2HSF0915 | TS08 | TS08 | bar: 2020 to 2050 :=
33 | DR | D2HSF0915 | TS09 | TS09 | bar: 2020 to 2050 :=
33 | DR | D2HSF0915 | TS10 | TS10 | bar: 2020 to 2050 :=
33 | DR | D2HSF0915 | TS11 | TS11 | bar: 2020 to 2050 :=
33 | DR | D2HSF0915 | TS12 | TS12 | bar: 2020 to 2050 :=
33 | DR | D2HSF0915 | TS13 | TS13 | bar: 2020 to 2050 :=
33 | DR | D2HSF0915 | TS14 | TS14 | bar: 2020 to 2050 :=
33 | DR | D2HSF0915 | TS15 | TS15 | bar: 2020 to 2050 :=
33 | DR | D2HSF0915 | TS16 | TS16 | bar: 2020 to 2050 :=
33 | DR | D2HSF0915 | TS17 | TS17 | bar: 2020 to 2050 :=
33 | DR | D2HSF0915 | TS18 | TS18 | bar: 2020 to 2050 :=
33 | DR | D2HSF0915 | TS19 | TS19 | bar: 2020 to 2050 :=
33 | DR | D2HSF0915 | TS20 | TS20 | bar: 2020 to 2050 :=
33 | DR | D2HSF0915 | TS21 | TS21 | bar: 2020 to 2050 :=
33 | DR | D2HSF0915 | TS22 | TS22 | bar: 2020 to 2050 :=
33 | DR | D2HSF0915 | TS23 | TS23 | bar: 2020 to 2050 :=
33 | DR | D2HSF0915 | TS24 | TS24 | bar: 2020 to 2050 :=
33 | DR | D2HSF0915 | TS25 | TS25 | bar: 2020 to 2050 :=
33 | DR | D2HSF0915 | TS26 | TS26 | bar: 2020 to 2050 :=
33 | DR | D2HSF0915 | TS27 | TS27 | bar: 2020 to 2050 :=
33 | DR | D2HSF0915 | TS28 | TS28 | bar: 2020 to 2050 :=
33 | DR | D2HSF0915 | TS29 | TS29 | bar: 2020 to 2050 :=
33 | DR | D2HSF0915 | TS30 | TS30 | bar: 2020 to 2050 :=
33 | DR | D2HSF0915 | TS31 | TS31 | bar: 2020 to 2050 :=
33 | DR | D2HSF0915 | TS32 | TS32 | bar: 2020 to 2050 :=
33 | DR | D2HSF0915 | TS33 | TS33 | bar: 2020 to 2050 :=
33 | DR | D2HSF0915 | TS34 | TS34 | bar: 2020 to 2050 :=
33 | DR | D2HSF0915 | TS35 | TS35 | bar: 2020 to 2050 :=
33 | DR | D2HSF0915 | TS36 | TS36 | bar: 2020 to 2050 :=
33 | DR | D2HSF0915 | TS37 | TS37 | bar: 2020 to 2050 :=
33 | DR | D2HSF0915 | TS38 | TS38 | bar: 2020 to 2050 :=
33 | DR | D2HSF0915 | TS39 | TS39 | bar: 2020 to 2050 :=
33 | DR | D2HSF0915 | TS40 | TS40 | bar: 2020 to 2050 :=
34 | DR | D2HLT0165 |  | [DRC,D2HLT0165,*,*] : | 2020 | 2021 | 2022 | 2023 | 2024 | 2025 | 2026 | 2027 | 2028 | 2029 | 2030 | 2031 | 2032 | 2033 | 2034 | 2035 | 2036 | 2037 | 2038 | 2039 | 2040 | 2041 | 2042 | 2043 | 2044 | 2045 | 2046 | 2047 | 2048 | 2049 | 2050 :=
34 | DR | D2HLT0165 | TS01 | TS01 | bar: 2020 to 2050 :=
34 | DR | D2HLT0165 | TS02 | TS02 | bar: 2020 to 2050 :=
34 | DR | D2HLT0165 | TS03 | TS03 | bar: 2020 to 2050 :=
34 | DR | D2HLT0165 | TS04 | TS04 | bar: 2020 to 2050 :=
34 | DR | D2HLT0165 | TS05 | TS05 | bar: 2020 to 2050 :=
34 | DR | D2HLT0165 | TS06 | TS06 | bar: 2020 to 2050 :=
34 | DR | D2HLT0165 | TS07 | TS07 | bar: 2020 to 2050 :=
34 | DR | D2HLT0165 | TS08 | TS08 | bar: 2020 to 2050 :=
34 | DR | D2HLT0165 | TS09 | TS09 | bar: 2020 to 2050 :=
34 | DR | D2HLT0165 | TS10 | TS10 | bar: 2020 to 2050 :=
34 | DR | D2HLT0165 | TS11 | TS11 | bar: 2020 to 2050 :=
34 | DR | D2HLT0165 | TS12 | TS12 | bar: 2020 to 2050 :=
34 | DR | D2HLT0165 | TS13 | TS13 | bar: 2020 to 2050 :=
34 | DR | D2HLT0165 | TS14 | TS14 | bar: 2020 to 2050 :=
34 | DR | D2HLT0165 | TS15 | TS15 | bar: 2020 to 2050 :=
34 | DR | D2HLT0165 | TS16 | TS16 | bar: 2020 to 2050 :=
34 | DR | D2HLT0165 | TS17 | TS17 | bar: 2020 to 2050 :=
34 | DR | D2HLT0165 | TS18 | TS18 | bar: 2020 to 2050 :=
34 | DR | D2HLT0165 | TS19 | TS19 | bar: 2020 to 2050 :=
34 | DR | D2HLT0165 | TS20 | TS20 | bar: 2020 to 2050 :=
34 | DR | D2HLT0165 | TS21 | TS21 | bar: 2020 to 2050 :=
34 | DR | D2HLT0165 | TS22 | TS22 | bar: 2020 to 2050 :=
34 | DR | D2HLT0165 | TS23 | TS23 | bar: 2020 to 2050 :=
34 | DR | D2HLT0165 | TS24 | TS24 | bar: 2020 to 2050 :=
34 | DR | D2HLT0165 | TS25 | TS25 | bar: 2020 to 2050 :=
34 | DR | D2HLT0165 | TS26 | TS26 | bar: 2020 to 2050 :=
34 | DR | D2HLT0165 | TS27 | TS27 | bar: 2020 to 2050 :=
34 | DR | D2HLT0165 | TS28 | TS28 | bar: 2020 to 2050 :=
34 | DR | D2HLT0165 | TS29 | TS29 | bar: 2020 to 2050 :=
34 | DR | D2HLT0165 | TS30 | TS30 | bar: 2020 to 2050 :=
34 | DR | D2HLT0165 | TS31 | TS31 | bar: 2020 to 2050 :=
34 | DR | D2HLT0165 | TS32 | TS32 | bar: 2020 to 2050 :=
34 | DR | D2HLT0165 | TS33 | TS33 | bar: 2020 to 2050 :=
34 | DR | D2HLT0165 | TS34 | TS34 | bar: 2020 to 2050 :=
34 | DR | D2HLT0165 | TS35 | TS35 | bar: 2020 to 2050 :=
34 | DR | D2HLT0165 | TS36 | TS36 | bar: 2020 to 2050 :=
34 | DR | D2HLT0165 | TS37 | TS37 | bar: 2020 to 2050 :=
34 | DR | D2HLT0165 | TS38 | TS38 | bar: 2020 to 2050 :=
34 | DR | D2HLT0165 | TS39 | TS39 | bar: 2020 to 2050 :=
34 | DR | D2HLT0165 | TS40 | TS40 | bar: 2020 to 2050 :=
35 | DR | D2HLT0166 |  | [DRC,D2HLT0166,*,*] : | 2020 | 2021 | 2022 | 2023 | 2024 | 2025 | 2026 | 2027 | 2028 | 2029 | 2030 | 2031 | 2032 | 2033 | 2034 | 2035 | 2036 | 2037 | 2038 | 2039 | 2040 | 2041 | 2042 | 2043 | 2044 | 2045 | 2046 | 2047 | 2048 | 2049 | 2050 :=
35 | DR | D2HLT0166 | TS01 | TS01 | bar: 2020 to 2050 :=
35 | DR | D2HLT0166 | TS02 | TS02 | bar: 2020 to 2050 :=
35 | DR | D2HLT0166 | TS03 | TS03 | bar: 2020 to 2050 :=
35 | DR | D2HLT0166 | TS04 | TS04 | bar: 2020 to 2050 :=
35 | DR | D2HLT0166 | TS05 | TS05 | bar: 2020 to 2050 :=
35 | DR | D2HLT0166 | TS06 | TS06 | bar: 2020 to 2050 :=
35 | DR | D2HLT0166 | TS07 | TS07 | bar: 2020 to 2050 :=
35 | DR | D2HLT0166 | TS08 | TS08 | bar: 2020 to 2050 :=
35 | DR | D2HLT0166 | TS09 | TS09 | bar: 2020 to 2050 :=
35 | DR | D2HLT0166 | TS10 | TS10 | bar: 2020 to 2050 :=
35 | DR | D2HLT0166 | TS11 | TS11 | bar: 2020 to 2050 :=
35 | DR | D2HLT0166 | TS12 | TS12 | bar: 2020 to 2050 :=
35 | DR | D2HLT0166 | TS13 | TS13 | bar: 2020 to 2050 :=
35 | DR | D2HLT0166 | TS14 | TS14 | bar: 2020 to 2050 :=
35 | DR | D2HLT0166 | TS15 | TS15 | bar: 2020 to 2050 :=
35 | DR | D2HLT0166 | TS16 | TS16 | bar: 2020 to 2050 :=
35 | DR | D2HLT0166 | TS17 | TS17 | bar: 2020 to 2050 :=
35 | DR | D2HLT0166 | TS18 | TS18 | bar: 2020 to 2050 :=
35 | DR | D2HLT0166 | TS19 | TS19 | bar: 2020 to 2050 :=
35 | DR | D2HLT0166 | TS20 | TS20 | bar: 2020 to 2050 :=
35 | DR | D2HLT0166 | TS21 | TS21 | bar: 2020 to 2050 :=
35 | DR | D2HLT0166 | TS22 | TS22 | bar: 2020 to 2050 :=
35 | DR | D2HLT0166 | TS23 | TS23 | bar: 2020 to 2050 :=
35 | DR | D2HLT0166 | TS24 | TS24 | bar: 2020 to 2050 :=
35 | DR | D2HLT0166 | TS25 | TS25 | bar: 2020 to 2050 :=
35 | DR | D2HLT0166 | TS26 | TS26 | bar: 2020 to 2050 :=
35 | DR | D2HLT0166 | TS27 | TS27 | bar: 2020 to 2050 :=
35 | DR | D2HLT0166 | TS28 | TS28 | bar: 2020 to 2050 :=
35 | DR | D2HLT0166 | TS29 | TS29 | bar: 2020 to 2050 :=
35 | DR | D2HLT0166 | TS30 | TS30 | bar: 2020 to 2050 :=
35 | DR | D2HLT0166 | TS31 | TS31 | bar: 2020 to 2050 :=
35 | DR | D2HLT0166 | TS32 | TS32 | bar: 2020 to 2050 :=
35 | DR | D2HLT0166 | TS33 | TS33 | bar: 2020 to 2050 :=
35 | DR | D2HLT0166 | TS34 | TS34 | bar: 2020 to 2050 :=
35 | DR | D2HLT0166 | TS35 | TS35 | bar: 2020 to 2050 :=
35 | DR | D2HLT0166 | TS36 | TS36 | bar: 2020 to 2050 :=
35 | DR | D2HLT0166 | TS37 | TS37 | bar: 2020 to 2050 :=
35 | DR | D2HLT0166 | TS38 | TS38 | bar: 2020 to 2050 :=
35 | DR | D2HLT0166 | TS39 | TS39 | bar: 2020 to 2050 :=
35 | DR | D2HLT0166 | TS40 | TS40 | bar: 2020 to 2050 :=
36 | DR | D2HLT0171 |  | [DRC,D2HLT0171,*,*] : | 2020 | 2021 | 2022 | 2023 | 2024 | 2025 | 2026 | 2027 | 2028 | 2029 | 2030 | 2031 | 2032 | 2033 | 2034 | 2035 | 2036 | 2037 | 2038 | 2039 | 2040 | 2041 | 2042 | 2043 | 2044 | 2045 | 2046 | 2047 | 2048 | 2049 | 2050 :=
36 | DR | D2HLT0171 | TS01 | TS01 | bar: 2020 to 2050 :=
36 | DR | D2HLT0171 | TS02 | TS02 | bar: 2020 to 2050 :=
36 | DR | D2HLT0171 | TS03 | TS03 | bar: 2020 to 2050 :=
36 | DR | D2HLT0171 | TS04 | TS04 | bar: 2020 to 2050 :=
36 | DR | D2HLT0171 | TS05 | TS05 | bar: 2020 to 2050 :=
36 | DR | D2HLT0171 | TS06 | TS06 | bar: 2020 to 2050 :=
36 | DR | D2HLT0171 | TS07 | TS07 | bar: 2020 to 2050 :=
36 | DR | D2HLT0171 | TS08 | TS08 | bar: 2020 to 2050 :=
36 | DR | D2HLT0171 | TS09 | TS09 | bar: 2020 to 2050 :=
36 | DR | D2HLT0171 | TS10 | TS10 | bar: 2020 to 2050 :=
36 | DR | D2HLT0171 | TS11 | TS11 | bar: 2020 to 2050 :=
36 | DR | D2HLT0171 | TS12 | TS12 | bar: 2020 to 2050 :=
36 | DR | D2HLT0171 | TS13 | TS13 | bar: 2020 to 2050 :=
36 | DR | D2HLT0171 | TS14 | TS14 | bar: 2020 to 2050 :=
36 | DR | D2HLT0171 | TS15 | TS15 | bar: 2020 to 2050 :=
36 | DR | D2HLT0171 | TS16 | TS16 | bar: 2020 to 2050 :=
36 | DR | D2HLT0171 | TS17 | TS17 | bar: 2020 to 2050 :=
36 | DR | D2HLT0171 | TS18 | TS18 | bar: 2020 to 2050 :=
36 | DR | D2HLT0171 | TS19 | TS19 | bar: 2020 to 2050 :=
36 | DR | D2HLT0171 | TS20 | TS20 | bar: 2020 to 2050 :=
36 | DR | D2HLT0171 | TS21 | TS21 | bar: 2020 to 2050 :=
36 | DR | D2HLT0171 | TS22 | TS22 | bar: 2020 to 2050 :=
36 | DR | D2HLT0171 | TS23 | TS23 | bar: 2020 to 2050 :=
36 | DR | D2HLT0171 | TS24 | TS24 | bar: 2020 to 2050 :=
36 | DR | D2HLT0171 | TS25 | TS25 | bar: 2020 to 2050 :=
36 | DR | D2HLT0171 | TS26 | TS26 | bar: 2020 to 2050 :=
36 | DR | D2HLT0171 | TS27 | TS27 | bar: 2020 to 2050 :=
36 | DR | D2HLT0171 | TS28 | TS28 | bar: 2020 to 2050 :=
36 | DR | D2HLT0171 | TS29 | TS29 | bar: 2020 to 2050 :=
36 | DR | D2HLT0171 | TS30 | TS30 | bar: 2020 to 2050 :=
36 | DR | D2HLT0171 | TS31 | TS31 | bar: 2020 to 2050 :=
36 | DR | D2HLT0171 | TS32 | TS32 | bar: 2020 to 2050 :=
36 | DR | D2HLT0171 | TS33 | TS33 | bar: 2020 to 2050 :=
36 | DR | D2HLT0171 | TS34 | TS34 | bar: 2020 to 2050 :=
36 | DR | D2HLT0171 | TS35 | TS35 | bar: 2020 to 2050 :=
36 | DR | D2HLT0171 | TS36 | TS36 | bar: 2020 to 2050 :=
36 | DR | D2HLT0171 | TS37 | TS37 | bar: 2020 to 2050 :=
36 | DR | D2HLT0171 | TS38 | TS38 | bar: 2020 to 2050 :=
36 | DR | D2HLT0171 | TS39 | TS39 | bar: 2020 to 2050 :=
36 | DR | D2HLT0171 | TS40 | TS40 | bar: 2020 to 2050 :=
37 | DR | D2HLT0182 |  | [DRC,D2HLT0182,*,*] : | 2020 | 2021 | 2022 | 2023 | 2024 | 2025 | 2026 | 2027 | 2028 | 2029 | 2030 | 2031 | 2032 | 2033 | 2034 | 2035 | 2036 | 2037 | 2038 | 2039 | 2040 | 2041 | 2042 | 2043 | 2044 | 2045 | 2046 | 2047 | 2048 | 2049 | 2050 :=
37 | DR | D2HLT0182 | TS01 | TS01 | bar: 2020 to 2050 :=
37 | DR | D2HLT0182 | TS02 | TS02 | bar: 2020 to 2050 :=
37 | DR | D2HLT0182 | TS03 | TS03 | bar: 2020 to 2050 :=
37 | DR | D2HLT0182 | TS04 | TS04 | bar: 2020 to 2050 :=
37 | DR | D2HLT0182 | TS05 | TS05 | bar: 2020 to 2050 :=
37 | DR | D2HLT0182 | TS06 | TS06 | bar: 2020 to 2050 :=
37 | DR | D2HLT0182 | TS07 | TS07 | bar: 2020 to 2050 :=
37 | DR | D2HLT0182 | TS08 | TS08 | bar: 2020 to 2050 :=
37 | DR | D2HLT0182 | TS09 | TS09 | bar: 2020 to 2050 :=
37 | DR | D2HLT0182 | TS10 | TS10 | bar: 2020 to 2050 :=
37 | DR | D2HLT0182 | TS11 | TS11 | bar: 2020 to 2050 :=
37 | DR | D2HLT0182 | TS12 | TS12 | bar: 2020 to 2050 :=
37 | DR | D2HLT0182 | TS13 | TS13 | bar: 2020 to 2050 :=
37 | DR | D2HLT0182 | TS14 | TS14 | bar: 2020 to 2050 :=
37 | DR | D2HLT0182 | TS15 | TS15 | bar: 2020 to 2050 :=
37 | DR | D2HLT0182 | TS16 | TS16 | bar: 2020 to 2050 :=
37 | DR | D2HLT0182 | TS17 | TS17 | bar: 2020 to 2050 :=
37 | DR | D2HLT0182 | TS18 | TS18 | bar: 2020 to 2050 :=
37 | DR | D2HLT0182 | TS19 | TS19 | bar: 2020 to 2050 :=
37 | DR | D2HLT0182 | TS20 | TS20 | bar: 2020 to 2050 :=
37 | DR | D2HLT0182 | TS21 | TS21 | bar: 2020 to 2050 :=
37 | DR | D2HLT0182 | TS22 | TS22 | bar: 2020 to 2050 :=
37 | DR | D2HLT0182 | TS23 | TS23 | bar: 2020 to 2050 :=
37 | DR | D2HLT0182 | TS24 | TS24 | bar: 2020 to 2050 :=
37 | DR | D2HLT0182 | TS25 | TS25 | bar: 2020 to 2050 :=
37 | DR | D2HLT0182 | TS26 | TS26 | bar: 2020 to 2050 :=
37 | DR | D2HLT0182 | TS27 | TS27 | bar: 2020 to 2050 :=
37 | DR | D2HLT0182 | TS28 | TS28 | bar: 2020 to 2050 :=
37 | DR | D2HLT0182 | TS29 | TS29 | bar: 2020 to 2050 :=
37 | DR | D2HLT0182 | TS30 | TS30 | bar: 2020 to 2050 :=
37 | DR | D2HLT0182 | TS31 | TS31 | bar: 2020 to 2050 :=
37 | DR | D2HLT0182 | TS32 | TS32 | bar: 2020 to 2050 :=
37 | DR | D2HLT0182 | TS33 | TS33 | bar: 2020 to 2050 :=
37 | DR | D2HLT0182 | TS34 | TS34 | bar: 2020 to 2050 :=
37 | DR | D2HLT0182 | TS35 | TS35 | bar: 2020 to 2050 :=
37 | DR | D2HLT0182 | TS36 | TS36 | bar: 2020 to 2050 :=
37 | DR | D2HLT0182 | TS37 | TS37 | bar: 2020 to 2050 :=
37 | DR | D2HLT0182 | TS38 | TS38 | bar: 2020 to 2050 :=
37 | DR | D2HLT0182 | TS39 | TS39 | bar: 2020 to 2050 :=
37 | DR | D2HLT0182 | TS40 | TS40 | bar: 2020 to 2050 :=
38 | DR | D2HSF0852 |  | [DRC,D2HSF0852,*,*] : | 2020 | 2021 | 2022 | 2023 | 2024 | 2025 | 2026 | 2027 | 2028 | 2029 | 2030 | 2031 | 2032 | 2033 | 2034 | 2035 | 2036 | 2037 | 2038 | 2039 | 2040 | 2041 | 2042 | 2043 | 2044 | 2045 | 2046 | 2047 | 2048 | 2049 | 2050 :=
38 | DR | D2HSF0852 | TS01 | TS01 | bar: 2020 to 2050 :=
38 | DR | D2HSF0852 | TS02 | TS02 | bar: 2020 to 2050 :=
38 | DR | D2HSF0852 | TS03 | TS03 | bar: 2020 to 2050 :=
38 | DR | D2HSF0852 | TS04 | TS04 | bar: 2020 to 2050 :=
38 | DR | D2HSF0852 | TS05 | TS05 | bar: 2020 to 2050 :=
38 | DR | D2HSF0852 | TS06 | TS06 | bar: 2020 to 2050 :=
38 | DR | D2HSF0852 | TS07 | TS07 | bar: 2020 to 2050 :=
38 | DR | D2HSF0852 | TS08 | TS08 | bar: 2020 to 2050 :=
38 | DR | D2HSF0852 | TS09 | TS09 | bar: 2020 to 2050 :=
38 | DR | D2HSF0852 | TS10 | TS10 | bar: 2020 to 2050 :=
38 | DR | D2HSF0852 | TS11 | TS11 | bar: 2020 to 2050 :=
38 | DR | D2HSF0852 | TS12 | TS12 | bar: 2020 to 2050 :=
38 | DR | D2HSF0852 | TS13 | TS13 | bar: 2020 to 2050 :=
38 | DR | D2HSF0852 | TS14 | TS14 | bar: 2020 to 2050 :=
38 | DR | D2HSF0852 | TS15 | TS15 | bar: 2020 to 2050 :=
38 | DR | D2HSF0852 | TS16 | TS16 | bar: 2020 to 2050 :=
38 | DR | D2HSF0852 | TS17 | TS17 | bar: 2020 to 2050 :=
38 | DR | D2HSF0852 | TS18 | TS18 | bar: 2020 to 2050 :=
38 | DR | D2HSF0852 | TS19 | TS19 | bar: 2020 to 2050 :=
38 | DR | D2HSF0852 | TS20 | TS20 | bar: 2020 to 2050 :=
38 | DR | D2HSF0852 | TS21 | TS21 | bar: 2020 to 2050 :=
38 | DR | D2HSF0852 | TS22 | TS22 | bar: 2020 to 2050 :=
38 | DR | D2HSF0852 | TS23 | TS23 | bar: 2020 to 2050 :=
38 | DR | D2HSF0852 | TS24 | TS24 | bar: 2020 to 2050 :=
38 | DR | D2HSF0852 | TS25 | TS25 | bar: 2020 to 2050 :=
38 | DR | D2HSF0852 | TS26 | TS26 | bar: 2020 to 2050 :=
38 | DR | D2HSF0852 | TS27 | TS27 | bar: 2020 to 2050 :=
38 | DR | D2HSF0852 | TS28 | TS28 | bar: 2020 to 2050 :=
38 | DR | D2HSF0852 | TS29 | TS29 | bar: 2020 to 2050 :=
38 | DR | D2HSF0852 | TS30 | TS30 | bar: 2020 to 2050 :=
38 | DR | D2HSF0852 | TS31 | TS31 | bar: 2020 to 2050 :=
38 | DR | D2HSF0852 | TS32 | TS32 | bar: 2020 to 2050 :=
38 | DR | D2HSF0852 | TS33 | TS33 | bar: 2020 to 2050 :=
38 | DR | D2HSF0852 | TS34 | TS34 | bar: 2020 to 2050 :=
38 | DR | D2HSF0852 | TS35 | TS35 | bar: 2020 to 2050 :=
38 | DR | D2HSF0852 | TS36 | TS36 | bar: 2020 to 2050 :=
38 | DR | D2HSF0852 | TS37 | TS37 | bar: 2020 to 2050 :=
38 | DR | D2HSF0852 | TS38 | TS38 | bar: 2020 to 2050 :=
38 | DR | D2HSF0852 | TS39 | TS39 | bar: 2020 to 2050 :=
38 | DR | D2HSF0852 | TS40 | TS40 | bar: 2020 to 2050 :=
39 | DR | D2HSF0910 |  | [DRC,D2HSF0910,*,*] : | 2020 | 2021 | 2022 | 2023 | 2024 | 2025 | 2026 | 2027 | 2028 | 2029 | 2030 | 2031 | 2032 | 2033 | 2034 | 2035 | 2036 | 2037 | 2038 | 2039 | 2040 | 2041 | 2042 | 2043 | 2044 | 2045 | 2046 | 2047 | 2048 | 2049 | 2050 :=
39 | DR | D2HSF0910 | TS01 | TS01 | bar: 2020 to 2050 :=
39 | DR | D2HSF0910 | TS02 | TS02 | bar: 2020 to 2050 :=
39 | DR | D2HSF0910 | TS03 | TS03 | bar: 2020 to 2050 :=
39 | DR | D2HSF0910 | TS04 | TS04 | bar: 2020 to 2050 :=
39 | DR | D2HSF0910 | TS05 | TS05 | bar: 2020 to 2050 :=
39 | DR | D2HSF0910 | TS06 | TS06 | bar: 2020 to 2050 :=
39 | DR | D2HSF0910 | TS07 | TS07 | bar: 2020 to 2050 :=
39 | DR | D2HSF0910 | TS08 | TS08 | bar: 2020 to 2050 :=
39 | DR | D2HSF0910 | TS09 | TS09 | bar: 2020 to 2050 :=
39 | DR | D2HSF0910 | TS10 | TS10 | bar: 2020 to 2050 :=
39 | DR | D2HSF0910 | TS11 | TS11 | bar: 2020 to 2050 :=
39 | DR | D2HSF0910 | TS12 | TS12 | bar: 2020 to 2050 :=
39 | DR | D2HSF0910 | TS13 | TS13 | bar: 2020 to 2050 :=
39 | DR | D2HSF0910 | TS14 | TS14 | bar: 2020 to 2050 :=
39 | DR | D2HSF0910 | TS15 | TS15 | bar: 2020 to 2050 :=
39 | DR | D2HSF0910 | TS16 | TS16 | bar: 2020 to 2050 :=
39 | DR | D2HSF0910 | TS17 | TS17 | bar: 2020 to 2050 :=
39 | DR | D2HSF0910 | TS18 | TS18 | bar: 2020 to 2050 :=
39 | DR | D2HSF0910 | TS19 | TS19 | bar: 2020 to 2050 :=
39 | DR | D2HSF0910 | TS20 | TS20 | bar: 2020 to 2050 :=
39 | DR | D2HSF0910 | TS21 | TS21 | bar: 2020 to 2050 :=
39 | DR | D2HSF0910 | TS22 | TS22 | bar: 2020 to 2050 :=
39 | DR | D2HSF0910 | TS23 | TS23 | bar: 2020 to 2050 :=
39 | DR | D2HSF0910 | TS24 | TS24 | bar: 2020 to 2050 :=
39 | DR | D2HSF0910 | TS25 | TS25 | bar: 2020 to 2050 :=
39 | DR | D2HSF0910 | TS26 | TS26 | bar: 2020 to 2050 :=
39 | DR | D2HSF0910 | TS27 | TS27 | bar: 2020 to 2050 :=
39 | DR | D2HSF0910 | TS28 | TS28 | bar: 2020 to 2050 :=
39 | DR | D2HSF0910 | TS29 | TS29 | bar: 2020 to 2050 :=
39 | DR | D2HSF0910 | TS30 | TS30 | bar: 2020 to 2050 :=
39 | DR | D2HSF0910 | TS31 | TS31 | bar: 2020 to 2050 :=
39 | DR | D2HSF0910 | TS32 | TS32 | bar: 2020 to 2050 :=
39 | DR | D2HSF0910 | TS33 | TS33 | bar: 2020 to 2050 :=
39 | DR | D2HSF0910 | TS34 | TS34 | bar: 2020 to 2050 :=
39 | DR | D2HSF0910 | TS35 | TS35 | bar: 2020 to 2050 :=
39 | DR | D2HSF0910 | TS36 | TS36 | bar: 2020 to 2050 :=
39 | DR | D2HSF0910 | TS37 | TS37 | bar: 2020 to 2050 :=
39 | DR | D2HSF0910 | TS38 | TS38 | bar: 2020 to 2050 :=
39 | DR | D2HSF0910 | TS39 | TS39 | bar: 2020 to 2050 :=
39 | DR | D2HSF0910 | TS40 | TS40 | bar: 2020 to 2050 :=
40 | DR | D2HSF0969 |  | [DRC,D2HSF0969,*,*] : | 2020 | 2021 | 2022 | 2023 | 2024 | 2025 | 2026 | 2027 | 2028 | 2029 | 2030 | 2031 | 2032 | 2033 | 2034 | 2035 | 2036 | 2037 | 2038 | 2039 | 2040 | 2041 | 2042 | 2043 | 2044 | 2045 | 2046 | 2047 | 2048 | 2049 | 2050 :=
40 | DR | D2HSF0969 | TS01 | TS01 | bar: 2020 to 2050 :=
40 | DR | D2HSF0969 | TS02 | TS02 | bar: 2020 to 2050 :=
40 | DR | D2HSF0969 | TS03 | TS03 | bar: 2020 to 2050 :=
40 | DR | D2HSF0969 | TS04 | TS04 | bar: 2020 to 2050 :=
40 | DR | D2HSF0969 | TS05 | TS05 | bar: 2020 to 2050 :=
40 | DR | D2HSF0969 | TS06 | TS06 | bar: 2020 to 2050 :=
40 | DR | D2HSF0969 | TS07 | TS07 | bar: 2020 to 2050 :=
40 | DR | D2HSF0969 | TS08 | TS08 | bar: 2020 to 2050 :=
40 | DR | D2HSF0969 | TS09 | TS09 | bar: 2020 to 2050 :=
40 | DR | D2HSF0969 | TS10 | TS10 | bar: 2020 to 2050 :=
40 | DR | D2HSF0969 | TS11 | TS11 | bar: 2020 to 2050 :=
40 | DR | D2HSF0969 | TS12 | TS12 | bar: 2020 to 2050 :=
40 | DR | D2HSF0969 | TS13 | TS13 | bar: 2020 to 2050 :=
40 | DR | D2HSF0969 | TS14 | TS14 | bar: 2020 to 2050 :=
40 | DR | D2HSF0969 | TS15 | TS15 | bar: 2020 to 2050 :=
40 | DR | D2HSF0969 | TS16 | TS16 | bar: 2020 to 2050 :=
40 | DR | D2HSF0969 | TS17 | TS17 | bar: 2020 to 2050 :=
40 | DR | D2HSF0969 | TS18 | TS18 | bar: 2020 to 2050 :=
40 | DR | D2HSF0969 | TS19 | TS19 | bar: 2020 to 2050 :=
40 | DR | D2HSF0969 | TS20 | TS20 | bar: 2020 to 2050 :=
40 | DR | D2HSF0969 | TS21 | TS21 | bar: 2020 to 2050 :=
40 | DR | D2HSF0969 | TS22 | TS22 | bar: 2020 to 2050 :=
40 | DR | D2HSF0969 | TS23 | TS23 | bar: 2020 to 2050 :=
40 | DR | D2HSF0969 | TS24 | TS24 | bar: 2020 to 2050 :=
40 | DR | D2HSF0969 | TS25 | TS25 | bar: 2020 to 2050 :=
40 | DR | D2HSF0969 | TS26 | TS26 | bar: 2020 to 2050 :=
40 | DR | D2HSF0969 | TS27 | TS27 | bar: 2020 to 2050 :=
40 | DR | D2HSF0969 | TS28 | TS28 | bar: 2020 to 2050 :=
40 | DR | D2HSF0969 | TS29 | TS29 | bar: 2020 to 2050 :=
40 | DR | D2HSF0969 | TS30 | TS30 | bar: 2020 to 2050 :=
40 | DR | D2HSF0969 | TS31 | TS31 | bar: 2020 to 2050 :=
40 | DR | D2HSF0969 | TS32 | TS32 | bar: 2020 to 2050 :=
40 | DR | D2HSF0969 | TS33 | TS33 | bar: 2020 to 2050 :=
40 | DR | D2HSF0969 | TS34 | TS34 | bar: 2020 to 2050 :=
40 | DR | D2HSF0969 | TS35 | TS35 | bar: 2020 to 2050 :=
40 | DR | D2HSF0969 | TS36 | TS36 | bar: 2020 to 2050 :=
40 | DR | D2HSF0969 | TS37 | TS37 | bar: 2020 to 2050 :=
40 | DR | D2HSF0969 | TS38 | TS38 | bar: 2020 to 2050 :=
40 | DR | D2HSF0969 | TS39 | TS39 | bar: 2020 to 2050 :=
40 | DR | D2HSF0969 | TS40 | TS40 | bar: 2020 to 2050 :=
41 | DR | D2HLT0075 |  | [DRC,D2HLT0075,*,*] : | 2020 | 2021 | 2022 | 2023 | 2024 | 2025 | 2026 | 2027 | 2028 | 2029 | 2030 | 2031 | 2032 | 2033 | 2034 | 2035 | 2036 | 2037 | 2038 | 2039 | 2040 | 2041 | 2042 | 2043 | 2044 | 2045 | 2046 | 2047 | 2048 | 2049 | 2050 :=
41 | DR | D2HLT0075 | TS01 | TS01 | bar: 2020 to 2050 :=
41 | DR | D2HLT0075 | TS02 | TS02 | bar: 2020 to 2050 :=
41 | DR | D2HLT0075 | TS03 | TS03 | bar: 2020 to 2050 :=
41 | DR | D2HLT0075 | TS04 | TS04 | bar: 2020 to 2050 :=
41 | DR | D2HLT0075 | TS05 | TS05 | bar: 2020 to 2050 :=
41 | DR | D2HLT0075 | TS06 | TS06 | bar: 2020 to 2050 :=
41 | DR | D2HLT0075 | TS07 | TS07 | bar: 2020 to 2050 :=
41 | DR | D2HLT0075 | TS08 | TS08 | bar: 2020 to 2050 :=
41 | DR | D2HLT0075 | TS09 | TS09 | bar: 2020 to 2050 :=
41 | DR | D2HLT0075 | TS10 | TS10 | bar: 2020 to 2050 :=
41 | DR | D2HLT0075 | TS11 | TS11 | bar: 2020 to 2050 :=
41 | DR | D2HLT0075 | TS12 | TS12 | bar: 2020 to 2050 :=
41 | DR | D2HLT0075 | TS13 | TS13 | bar: 2020 to 2050 :=
41 | DR | D2HLT0075 | TS14 | TS14 | bar: 2020 to 2050 :=
41 | DR | D2HLT0075 | TS15 | TS15 | bar: 2020 to 2050 :=
41 | DR | D2HLT0075 | TS16 | TS16 | bar: 2020 to 2050 :=
41 | DR | D2HLT0075 | TS17 | TS17 | bar: 2020 to 2050 :=
41 | DR | D2HLT0075 | TS18 | TS18 | bar: 2020 to 2050 :=
41 | DR | D2HLT0075 | TS19 | TS19 | bar: 2020 to 2050 :=
41 | DR | D2HLT0075 | TS20 | TS20 | bar: 2020 to 2050 :=
41 | DR | D2HLT0075 | TS21 | TS21 | bar: 2020 to 2050 :=
41 | DR | D2HLT0075 | TS22 | TS22 | bar: 2020 to 2050 :=
41 | DR | D2HLT0075 | TS23 | TS23 | bar: 2020 to 2050 :=
41 | DR | D2HLT0075 | TS24 | TS24 | bar: 2020 to 2050 :=
41 | DR | D2HLT0075 | TS25 | TS25 | bar: 2020 to 2050 :=
41 | DR | D2HLT0075 | TS26 | TS26 | bar: 2020 to 2050 :=
41 | DR | D2HLT0075 | TS27 | TS27 | bar: 2020 to 2050 :=
41 | DR | D2HLT0075 | TS28 | TS28 | bar: 2020 to 2050 :=
41 | DR | D2HLT0075 | TS29 | TS29 | bar: 2020 to 2050 :=
41 | DR | D2HLT0075 | TS30 | TS30 | bar: 2020 to 2050 :=
41 | DR | D2HLT0075 | TS31 | TS31 | bar: 2020 to 2050 :=
41 | DR | D2HLT0075 | TS32 | TS32 | bar: 2020 to 2050 :=
41 | DR | D2HLT0075 | TS33 | TS33 | bar: 2020 to 2050 :=
41 | DR | D2HLT0075 | TS34 | TS34 | bar: 2020 to 2050 :=
41 | DR | D2HLT0075 | TS35 | TS35 | bar: 2020 to 2050 :=
41 | DR | D2HLT0075 | TS36 | TS36 | bar: 2020 to 2050 :=
41 | DR | D2HLT0075 | TS37 | TS37 | bar: 2020 to 2050 :=
41 | DR | D2HLT0075 | TS38 | TS38 | bar: 2020 to 2050 :=
41 | DR | D2HLT0075 | TS39 | TS39 | bar: 2020 to 2050 :=
41 | DR | D2HLT0075 | TS40 | TS40 | bar: 2020 to 2050 :=
42 | DR | D2HLT0084 |  | [DRC,D2HLT0084,*,*] : | 2020 | 2021 | 2022 | 2023 | 2024 | 2025 | 2026 | 2027 | 2028 | 2029 | 2030 | 2031 | 2032 | 2033 | 2034 | 2035 | 2036 | 2037 | 2038 | 2039 | 2040 | 2041 | 2042 | 2043 | 2044 | 2045 | 2046 | 2047 | 2048 | 2049 | 2050 :=
42 | DR | D2HLT0084 | TS01 | TS01 | bar: 2020 to 2050 :=
42 | DR | D2HLT0084 | TS02 | TS02 | bar: 2020 to 2050 :=
42 | DR | D2HLT0084 | TS03 | TS03 | bar: 2020 to 2050 :=
42 | DR | D2HLT0084 | TS04 | TS04 | bar: 2020 to 2050 :=
42 | DR | D2HLT0084 | TS05 | TS05 | bar: 2020 to 2050 :=
42 | DR | D2HLT0084 | TS06 | TS06 | bar: 2020 to 2050 :=
42 | DR | D2HLT0084 | TS07 | TS07 | bar: 2020 to 2050 :=
42 | DR | D2HLT0084 | TS08 | TS08 | bar: 2020 to 2050 :=
42 | DR | D2HLT0084 | TS09 | TS09 | bar: 2020 to 2050 :=
42 | DR | D2HLT0084 | TS10 | TS10 | bar: 2020 to 2050 :=
42 | DR | D2HLT0084 | TS11 | TS11 | bar: 2020 to 2050 :=
42 | DR | D2HLT0084 | TS12 | TS12 | bar: 2020 to 2050 :=
42 | DR | D2HLT0084 | TS13 | TS13 | bar: 2020 to 2050 :=
42 | DR | D2HLT0084 | TS14 | TS14 | bar: 2020 to 2050 :=
42 | DR | D2HLT0084 | TS15 | TS15 | bar: 2020 to 2050 :=
42 | DR | D2HLT0084 | TS16 | TS16 | bar: 2020 to 2050 :=
42 | DR | D2HLT0084 | TS17 | TS17 | bar: 2020 to 2050 :=
42 | DR | D2HLT0084 | TS18 | TS18 | bar: 2020 to 2050 :=
42 | DR | D2HLT0084 | TS19 | TS19 | bar: 2020 to 2050 :=
42 | DR | D2HLT0084 | TS20 | TS20 | bar: 2020 to 2050 :=
42 | DR | D2HLT0084 | TS21 | TS21 | bar: 2020 to 2050 :=
42 | DR | D2HLT0084 | TS22 | TS22 | bar: 2020 to 2050 :=
42 | DR | D2HLT0084 | TS23 | TS23 | bar: 2020 to 2050 :=
42 | DR | D2HLT0084 | TS24 | TS24 | bar: 2020 to 2050 :=
42 | DR | D2HLT0084 | TS25 | TS25 | bar: 2020 to 2050 :=
42 | DR | D2HLT0084 | TS26 | TS26 | bar: 2020 to 2050 :=
42 | DR | D2HLT0084 | TS27 | TS27 | bar: 2020 to 2050 :=
42 | DR | D2HLT0084 | TS28 | TS28 | bar: 2020 to 2050 :=
42 | DR | D2HLT0084 | TS29 | TS29 | bar: 2020 to 2050 :=
42 | DR | D2HLT0084 | TS30 | TS30 | bar: 2020 to 2050 :=
42 | DR | D2HLT0084 | TS31 | TS31 | bar: 2020 to 2050 :=
42 | DR | D2HLT0084 | TS32 | TS32 | bar: 2020 to 2050 :=
42 | DR | D2HLT0084 | TS33 | TS33 | bar: 2020 to 2050 :=
42 | DR | D2HLT0084 | TS34 | TS34 | bar: 2020 to 2050 :=
42 | DR | D2HLT0084 | TS35 | TS35 | bar: 2020 to 2050 :=
42 | DR | D2HLT0084 | TS36 | TS36 | bar: 2020 to 2050 :=
42 | DR | D2HLT0084 | TS37 | TS37 | bar: 2020 to 2050 :=
42 | DR | D2HLT0084 | TS38 | TS38 | bar: 2020 to 2050 :=
42 | DR | D2HLT0084 | TS39 | TS39 | bar: 2020 to 2050 :=
42 | DR | D2HLT0084 | TS40 | TS40 | bar: 2020 to 2050 :=
43 | DR | D2HLT0091 |  | [DRC,D2HLT0091,*,*] : | 2020 | 2021 | 2022 | 2023 | 2024 | 2025 | 2026 | 2027 | 2028 | 2029 | 2030 | 2031 | 2032 | 2033 | 2034 | 2035 | 2036 | 2037 | 2038 | 2039 | 2040 | 2041 | 2042 | 2043 | 2044 | 2045 | 2046 | 2047 | 2048 | 2049 | 2050 :=
43 | DR | D2HLT0091 | TS01 | TS01 | bar: 2020 to 2050 :=
43 | DR | D2HLT0091 | TS02 | TS02 | bar: 2020 to 2050 :=
43 | DR | D2HLT0091 | TS03 | TS03 | bar: 2020 to 2050 :=
43 | DR | D2HLT0091 | TS04 | TS04 | bar: 2020 to 2050 :=
43 | DR | D2HLT0091 | TS05 | TS05 | bar: 2020 to 2050 :=
43 | DR | D2HLT0091 | TS06 | TS06 | bar: 2020 to 2050 :=
43 | DR | D2HLT0091 | TS07 | TS07 | bar: 2020 to 2050 :=
43 | DR | D2HLT0091 | TS08 | TS08 | bar: 2020 to 2050 :=
43 | DR | D2HLT0091 | TS09 | TS09 | bar: 2020 to 2050 :=
43 | DR | D2HLT0091 | TS10 | TS10 | bar: 2020 to 2050 :=
43 | DR | D2HLT0091 | TS11 | TS11 | bar: 2020 to 2050 :=
43 | DR | D2HLT0091 | TS12 | TS12 | bar: 2020 to 2050 :=
43 | DR | D2HLT0091 | TS13 | TS13 | bar: 2020 to 2050 :=
43 | DR | D2HLT0091 | TS14 | TS14 | bar: 2020 to 2050 :=
43 | DR | D2HLT0091 | TS15 | TS15 | bar: 2020 to 2050 :=
43 | DR | D2HLT0091 | TS16 | TS16 | bar: 2020 to 2050 :=
43 | DR | D2HLT0091 | TS17 | TS17 | bar: 2020 to 2050 :=
43 | DR | D2HLT0091 | TS18 | TS18 | bar: 2020 to 2050 :=
43 | DR | D2HLT0091 | TS19 | TS19 | bar: 2020 to 2050 :=
43 | DR | D2HLT0091 | TS20 | TS20 | bar: 2020 to 2050 :=
43 | DR | D2HLT0091 | TS21 | TS21 | bar: 2020 to 2050 :=
43 | DR | D2HLT0091 | TS22 | TS22 | bar: 2020 to 2050 :=
43 | DR | D2HLT0091 | TS23 | TS23 | bar: 2020 to 2050 :=
43 | DR | D2HLT0091 | TS24 | TS24 | bar: 2020 to 2050 :=
43 | DR | D2HLT0091 | TS25 | TS25 | bar: 2020 to 2050 :=
43 | DR | D2HLT0091 | TS26 | TS26 | bar: 2020 to 2050 :=
43 | DR | D2HLT0091 | TS27 | TS27 | bar: 2020 to 2050 :=
43 | DR | D2HLT0091 | TS28 | TS28 | bar: 2020 to 2050 :=
43 | DR | D2HLT0091 | TS29 | TS29 | bar: 2020 to 2050 :=
43 | DR | D2HLT0091 | TS30 | TS30 | bar: 2020 to 2050 :=
43 | DR | D2HLT0091 | TS31 | TS31 | bar: 2020 to 2050 :=
43 | DR | D2HLT0091 | TS32 | TS32 | bar: 2020 to 2050 :=
43 | DR | D2HLT0091 | TS33 | TS33 | bar: 2020 to 2050 :=
43 | DR | D2HLT0091 | TS34 | TS34 | bar: 2020 to 2050 :=
43 | DR | D2HLT0091 | TS35 | TS35 | bar: 2020 to 2050 :=
43 | DR | D2HLT0091 | TS36 | TS36 | bar: 2020 to 2050 :=
43 | DR | D2HLT0091 | TS37 | TS37 | bar: 2020 to 2050 :=
43 | DR | D2HLT0091 | TS38 | TS38 | bar: 2020 to 2050 :=
43 | DR | D2HLT0091 | TS39 | TS39 | bar: 2020 to 2050 :=
43 | DR | D2HLT0091 | TS40 | TS40 | bar: 2020 to 2050 :=
44 | DR | D2HLT0094 |  | [DRC,D2HLT0094,*,*] : | 2020 | 2021 | 2022 | 2023 | 2024 | 2025 | 2026 | 2027 | 2028 | 2029 | 2030 | 2031 | 2032 | 2033 | 2034 | 2035 | 2036 | 2037 | 2038 | 2039 | 2040 | 2041 | 2042 | 2043 | 2044 | 2045 | 2046 | 2047 | 2048 | 2049 | 2050 :=
44 | DR | D2HLT0094 | TS01 | TS01 | bar: 2020 to 2050 :=
44 | DR | D2HLT0094 | TS02 | TS02 | bar: 2020 to 2050 :=
44 | DR | D2HLT0094 | TS03 | TS03 | bar: 2020 to 2050 :=
44 | DR | D2HLT0094 | TS04 | TS04 | bar: 2020 to 2050 :=
44 | DR | D2HLT0094 | TS05 | TS05 | bar: 2020 to 2050 :=
44 | DR | D2HLT0094 | TS06 | TS06 | bar: 2020 to 2050 :=
44 | DR | D2HLT0094 | TS07 | TS07 | bar: 2020 to 2050 :=
44 | DR | D2HLT0094 | TS08 | TS08 | bar: 2020 to 2050 :=
44 | DR | D2HLT0094 | TS09 | TS09 | bar: 2020 to 2050 :=
44 | DR | D2HLT0094 | TS10 | TS10 | bar: 2020 to 2050 :=
44 | DR | D2HLT0094 | TS11 | TS11 | bar: 2020 to 2050 :=
44 | DR | D2HLT0094 | TS12 | TS12 | bar: 2020 to 2050 :=
44 | DR | D2HLT0094 | TS13 | TS13 | bar: 2020 to 2050 :=
44 | DR | D2HLT0094 | TS14 | TS14 | bar: 2020 to 2050 :=
44 | DR | D2HLT0094 | TS15 | TS15 | bar: 2020 to 2050 :=
44 | DR | D2HLT0094 | TS16 | TS16 | bar: 2020 to 2050 :=
44 | DR | D2HLT0094 | TS17 | TS17 | bar: 2020 to 2050 :=
44 | DR | D2HLT0094 | TS18 | TS18 | bar: 2020 to 2050 :=
44 | DR | D2HLT0094 | TS19 | TS19 | bar: 2020 to 2050 :=
44 | DR | D2HLT0094 | TS20 | TS20 | bar: 2020 to 2050 :=
44 | DR | D2HLT0094 | TS21 | TS21 | bar: 2020 to 2050 :=
44 | DR | D2HLT0094 | TS22 | TS22 | bar: 2020 to 2050 :=
44 | DR | D2HLT0094 | TS23 | TS23 | bar: 2020 to 2050 :=
44 | DR | D2HLT0094 | TS24 | TS24 | bar: 2020 to 2050 :=
44 | DR | D2HLT0094 | TS25 | TS25 | bar: 2020 to 2050 :=
44 | DR | D2HLT0094 | TS26 | TS26 | bar: 2020 to 2050 :=
44 | DR | D2HLT0094 | TS27 | TS27 | bar: 2020 to 2050 :=
44 | DR | D2HLT0094 | TS28 | TS28 | bar: 2020 to 2050 :=
44 | DR | D2HLT0094 | TS29 | TS29 | bar: 2020 to 2050 :=
44 | DR | D2HLT0094 | TS30 | TS30 | bar: 2020 to 2050 :=
44 | DR | D2HLT0094 | TS31 | TS31 | bar: 2020 to 2050 :=
44 | DR | D2HLT0094 | TS32 | TS32 | bar: 2020 to 2050 :=
44 | DR | D2HLT0094 | TS33 | TS33 | bar: 2020 to 2050 :=
44 | DR | D2HLT0094 | TS34 | TS34 | bar: 2020 to 2050 :=
44 | DR | D2HLT0094 | TS35 | TS35 | bar: 2020 to 2050 :=
44 | DR | D2HLT0094 | TS36 | TS36 | bar: 2020 to 2050 :=
44 | DR | D2HLT0094 | TS37 | TS37 | bar: 2020 to 2050 :=
44 | DR | D2HLT0094 | TS38 | TS38 | bar: 2020 to 2050 :=
44 | DR | D2HLT0094 | TS39 | TS39 | bar: 2020 to 2050 :=
44 | DR | D2HLT0094 | TS40 | TS40 | bar: 2020 to 2050 :=
45 | DR | D2HLT0138 |  | [DRC,D2HLT0138,*,*] : | 2020 | 2021 | 2022 | 2023 | 2024 | 2025 | 2026 | 2027 | 2028 | 2029 | 2030 | 2031 | 2032 | 2033 | 2034 | 2035 | 2036 | 2037 | 2038 | 2039 | 2040 | 2041 | 2042 | 2043 | 2044 | 2045 | 2046 | 2047 | 2048 | 2049 | 2050 :=
45 | DR | D2HLT0138 | TS01 | TS01 | bar: 2020 to 2050 :=
45 | DR | D2HLT0138 | TS02 | TS02 | bar: 2020 to 2050 :=
45 | DR | D2HLT0138 | TS03 | TS03 | bar: 2020 to 2050 :=
45 | DR | D2HLT0138 | TS04 | TS04 | bar: 2020 to 2050 :=
45 | DR | D2HLT0138 | TS05 | TS05 | bar: 2020 to 2050 :=
45 | DR | D2HLT0138 | TS06 | TS06 | bar: 2020 to 2050 :=
45 | DR | D2HLT0138 | TS07 | TS07 | bar: 2020 to 2050 :=
45 | DR | D2HLT0138 | TS08 | TS08 | bar: 2020 to 2050 :=
45 | DR | D2HLT0138 | TS09 | TS09 | bar: 2020 to 2050 :=
45 | DR | D2HLT0138 | TS10 | TS10 | bar: 2020 to 2050 :=
45 | DR | D2HLT0138 | TS11 | TS11 | bar: 2020 to 2050 :=
45 | DR | D2HLT0138 | TS12 | TS12 | bar: 2020 to 2050 :=
45 | DR | D2HLT0138 | TS13 | TS13 | bar: 2020 to 2050 :=
45 | DR | D2HLT0138 | TS14 | TS14 | bar: 2020 to 2050 :=
45 | DR | D2HLT0138 | TS15 | TS15 | bar: 2020 to 2050 :=
45 | DR | D2HLT0138 | TS16 | TS16 | bar: 2020 to 2050 :=
45 | DR | D2HLT0138 | TS17 | TS17 | bar: 2020 to 2050 :=
45 | DR | D2HLT0138 | TS18 | TS18 | bar: 2020 to 2050 :=
45 | DR | D2HLT0138 | TS19 | TS19 | bar: 2020 to 2050 :=
45 | DR | D2HLT0138 | TS20 | TS20 | bar: 2020 to 2050 :=
45 | DR | D2HLT0138 | TS21 | TS21 | bar: 2020 to 2050 :=
45 | DR | D2HLT0138 | TS22 | TS22 | bar: 2020 to 2050 :=
45 | DR | D2HLT0138 | TS23 | TS23 | bar: 2020 to 2050 :=
45 | DR | D2HLT0138 | TS24 | TS24 | bar: 2020 to 2050 :=
45 | DR | D2HLT0138 | TS25 | TS25 | bar: 2020 to 2050 :=
45 | DR | D2HLT0138 | TS26 | TS26 | bar: 2020 to 2050 :=
45 | DR | D2HLT0138 | TS27 | TS27 | bar: 2020 to 2050 :=
45 | DR | D2HLT0138 | TS28 | TS28 | bar: 2020 to 2050 :=
45 | DR | D2HLT0138 | TS29 | TS29 | bar: 2020 to 2050 :=
45 | DR | D2HLT0138 | TS30 | TS30 | bar: 2020 to 2050 :=
45 | DR | D2HLT0138 | TS31 | TS31 | bar: 2020 to 2050 :=
45 | DR | D2HLT0138 | TS32 | TS32 | bar: 2020 to 2050 :=
45 | DR | D2HLT0138 | TS33 | TS33 | bar: 2020 to 2050 :=
45 | DR | D2HLT0138 | TS34 | TS34 | bar: 2020 to 2050 :=
45 | DR | D2HLT0138 | TS35 | TS35 | bar: 2020 to 2050 :=
45 | DR | D2HLT0138 | TS36 | TS36 | bar: 2020 to 2050 :=
45 | DR | D2HLT0138 | TS37 | TS37 | bar: 2020 to 2050 :=
45 | DR | D2HLT0138 | TS38 | TS38 | bar: 2020 to 2050 :=
45 | DR | D2HLT0138 | TS39 | TS39 | bar: 2020 to 2050 :=
45 | DR | D2HLT0138 | TS40 | TS40 | bar: 2020 to 2050 :=
46 | DR | D2HLT0139 |  | [DRC,D2HLT0139,*,*] : | 2020 | 2021 | 2022 | 2023 | 2024 | 2025 | 2026 | 2027 | 2028 | 2029 | 2030 | 2031 | 2032 | 2033 | 2034 | 2035 | 2036 | 2037 | 2038 | 2039 | 2040 | 2041 | 2042 | 2043 | 2044 | 2045 | 2046 | 2047 | 2048 | 2049 | 2050 :=
46 | DR | D2HLT0139 | TS01 | TS01 | bar: 2020 to 2050 :=
46 | DR | D2HLT0139 | TS02 | TS02 | bar: 2020 to 2050 :=
46 | DR | D2HLT0139 | TS03 | TS03 | bar: 2020 to 2050 :=
46 | DR | D2HLT0139 | TS04 | TS04 | bar: 2020 to 2050 :=
46 | DR | D2HLT0139 | TS05 | TS05 | bar: 2020 to 2050 :=
46 | DR | D2HLT0139 | TS06 | TS06 | bar: 2020 to 2050 :=
46 | DR | D2HLT0139 | TS07 | TS07 | bar: 2020 to 2050 :=
46 | DR | D2HLT0139 | TS08 | TS08 | bar: 2020 to 2050 :=
46 | DR | D2HLT0139 | TS09 | TS09 | bar: 2020 to 2050 :=
46 | DR | D2HLT0139 | TS10 | TS10 | bar: 2020 to 2050 :=
46 | DR | D2HLT0139 | TS11 | TS11 | bar: 2020 to 2050 :=
46 | DR | D2HLT0139 | TS12 | TS12 | bar: 2020 to 2050 :=
46 | DR | D2HLT0139 | TS13 | TS13 | bar: 2020 to 2050 :=
46 | DR | D2HLT0139 | TS14 | TS14 | bar: 2020 to 2050 :=
46 | DR | D2HLT0139 | TS15 | TS15 | bar: 2020 to 2050 :=
46 | DR | D2HLT0139 | TS16 | TS16 | bar: 2020 to 2050 :=
46 | DR | D2HLT0139 | TS17 | TS17 | bar: 2020 to 2050 :=
46 | DR | D2HLT0139 | TS18 | TS18 | bar: 2020 to 2050 :=
46 | DR | D2HLT0139 | TS19 | TS19 | bar: 2020 to 2050 :=
46 | DR | D2HLT0139 | TS20 | TS20 | bar: 2020 to 2050 :=
46 | DR | D2HLT0139 | TS21 | TS21 | bar: 2020 to 2050 :=
46 | DR | D2HLT0139 | TS22 | TS22 | bar: 2020 to 2050 :=
46 | DR | D2HLT0139 | TS23 | TS23 | bar: 2020 to 2050 :=
46 | DR | D2HLT0139 | TS24 | TS24 | bar: 2020 to 2050 :=
46 | DR | D2HLT0139 | TS25 | TS25 | bar: 2020 to 2050 :=
46 | DR | D2HLT0139 | TS26 | TS26 | bar: 2020 to 2050 :=
46 | DR | D2HLT0139 | TS27 | TS27 | bar: 2020 to 2050 :=
46 | DR | D2HLT0139 | TS28 | TS28 | bar: 2020 to 2050 :=
46 | DR | D2HLT0139 | TS29 | TS29 | bar: 2020 to 2050 :=
46 | DR | D2HLT0139 | TS30 | TS30 | bar: 2020 to 2050 :=
46 | DR | D2HLT0139 | TS31 | TS31 | bar: 2020 to 2050 :=
46 | DR | D2HLT0139 | TS32 | TS32 | bar: 2020 to 2050 :=
46 | DR | D2HLT0139 | TS33 | TS33 | bar: 2020 to 2050 :=
46 | DR | D2HLT0139 | TS34 | TS34 | bar: 2020 to 2050 :=
46 | DR | D2HLT0139 | TS35 | TS35 | bar: 2020 to 2050 :=
46 | DR | D2HLT0139 | TS36 | TS36 | bar: 2020 to 2050 :=
46 | DR | D2HLT0139 | TS37 | TS37 | bar: 2020 to 2050 :=
46 | DR | D2HLT0139 | TS38 | TS38 | bar: 2020 to 2050 :=
46 | DR | D2HLT0139 | TS39 | TS39 | bar: 2020 to 2050 :=
46 | DR | D2HLT0139 | TS40 | TS40 | bar: 2020 to 2050 :=

## EmissionsPenalty
EMISSION | 2020 | 2021 | 2022 | 2023 | 2024 | 2025 | 2026 | 2027 | 2028 | 2029 | 2030 | 2031 | 2032 | 2033 | 2034 | 2035 | 2036 | 2037 | 2038 | 2039 | 2040 | 2041 | 2042 | 2043 | 2044 | 2045 | 2046 | 2047 | 2048 | 2049 | 2050 | 2051 | 2052 | 2053 | 2054 | 2055 | 2056 | 2057 | 2058 | 2059 | 2060 | 2061 | 2062 | 2063 | 2064 | 2065 | 2066 | 2067 | 2068 | 2069 | 2070
CO2 | 0 | 0 | 0 | 0 | 0 | 0 | 0 | 0 | 0 | 0 | 0 | 0 | 0 | 0 | 0 | 0 | 0 | 0 | 0 | 0 | 0 | 0 | 0 | 0 | 0 | 0 | 0 | 0 | 0 | 0 | 0
NOX | 0 | 0 | 0 | 0 | 0 | 0 | 0 | 0 | 0 | 0 | 0 | 0 | 0 | 0 | 0 | 0 | 0 | 0 | 0 | 0 | 0 | 0 | 0 | 0 | 0 | 0 | 0 | 0 | 0 | 0 | 0

## ReserveMargin
| 2020 | 2021 | 2022 | 2023 | 2024 | 2025 | 2026 | 2027 | 2028 | 2029 | 2030 | 2031 | 2032 | 2033 | 2034 | 2035 | 2036 | 2037 | 2038 | 2039 | 2040 | 2041 | 2042 | 2043 | 2044 | 2045 | 2046 | 2047 | 2048 | 2049 | 2050
DRC | 1.2 | 1.2 | 1.2 | 1.2 | 1.2 | 1.2 | 1.2 | 1.2 | 1.2 | 1.2 | 1.2 | 1.2 | 1.2 | 1.2 | 1.2 | 1.2 | 1.2 | 1.2 | 1.2 | 1.2 | 1.2 | 1.2 | 1.2 | 1.2 | 1.2 | 1.2 | 1.2 | 1.2 | 1.2 | 1.2 | 1.2

## ReserveMarginTagFuel
FUEL | 2020 | 2021 | 2022 | 2023 | 2024 | 2025 | 2026 | 2027 | 2028 | 2029 | 2030 | 2031 | 2032 | 2033 | 2034 | 2035 | 2036 | 2037 | 2038 | 2039 | 2040 | 2041 | 2042 | 2043 | 2044 | 2045 | 2046 | 2047 | 2048 | 2049 | 2050 | 2051 | 2052 | 2053 | 2054 | 2055 | 2056 | 2057 | 2058 | 2059 | 2060 | 2061 | 2062 | 2063 | 2064 | 2065 | 2066 | 2067 | 2068 | 2069 | 2070
D2ELC01 | 1 | 1 | 1 | 1 | 1 | 1 | 1 | 1 | 1 | 1 | 1 | 1 | 1 | 1 | 1 | 1 | 1 | 1 | 1 | 1 | 1 | 1 | 1 | 1 | 1 | 1 | 1 | 1 | 1 | 1 | 1

## ReserveMarginTagTechnology
TECHNOLOGY | 2020 | 2021 | 2022 | 2023 | 2024 | 2025 | 2026 | 2027 | 2028 | 2029 | 2030 | 2031 | 2032 | 2033 | 2034 | 2035 | 2036 | 2037 | 2038 | 2039 | 2040 | 2041 | 2042 | 2043 | 2044 | 2045 | 2046 | 2047 | 2048 | 2049 | 2050 | 2051 | 2052 | 2053 | 2054 | 2055 | 2056 | 2057 | 2058 | 2059 | 2060 | 2061 | 2062 | 2063 | 2064 | 2065 | 2066 | 2067 | 2068 | 2069 | 2070
D2IMPELC | 1 | 1 | 1 | 1 | 1 | 1 | 1 | 1 | 1 | 1 | 1 | 1 | 1 | 1 | 1 | 1 | 1 | 1 | 1 | 1 | 1 | 1 | 1 | 1 | 1 | 1 | 1 | 1 | 1 | 1 | 1
D2DSGC00 | 1 | 1 | 1 | 1 | 1 | 1 | 1 | 1 | 1 | 1 | 1 | 1 | 1 | 1 | 1 | 1 | 1 | 1 | 1 | 1 | 1 | 1 | 1 | 1 | 1 | 1 | 1 | 1 | 1 | 1 | 1
D2HFGC00 | 1 | 1 | 1 | 1 | 1 | 1 | 1 | 1 | 1 | 1 | 1 | 1 | 1 | 1 | 1 | 1 | 1 | 1 | 1 | 1 | 1 | 1 | 1 | 1 | 1 | 1 | 1 | 1 | 1 | 1 | 1
D2NGOC00 | 1 | 1 | 1 | 1 | 1 | 1 | 1 | 1 | 1 | 1 | 1 | 1 | 1 | 1 | 1 | 1 | 1 | 1 | 1 | 1 | 1 | 1 | 1 | 1 | 1 | 1 | 1 | 1 | 1 | 1 | 1
D2NGCC00 | 1 | 1 | 1 | 1 | 1 | 1 | 1 | 1 | 1 | 1 | 1 | 1 | 1 | 1 | 1 | 1 | 1 | 1 | 1 | 1 | 1 | 1 | 1 | 1 | 1 | 1 | 1 | 1 | 1 | 1 | 1
D2NGEC00 | 1 | 1 | 1 | 1 | 1 | 1 | 1 | 1 | 1 | 1 | 1 | 1 | 1 | 1 | 1 | 1 | 1 | 1 | 1 | 1 | 1 | 1 | 1 | 1 | 1 | 1 | 1 | 1 | 1 | 1 | 1
D2BMBC00 | 1 | 1 | 1 | 1 | 1 | 1 | 1 | 1 | 1 | 1 | 1 | 1 | 1 | 1 | 1 | 1 | 1 | 1 | 1 | 1 | 1 | 1 | 1 | 1 | 1 | 1 | 1 | 1 | 1 | 1 | 1
D2BWWC00 | 1 | 1 | 1 | 1 | 1 | 1 | 1 | 1 | 1 | 1 | 1 | 1 | 1 | 1 | 1 | 1 | 1 | 1 | 1 | 1 | 1 | 1 | 1 | 1 | 1 | 1 | 1 | 1 | 1 | 1 | 1
D2HYKC01 | 1 | 1 | 1 | 1 | 1 | 1 | 1 | 1 | 1 | 1 | 1 | 1 | 1 | 1 | 1 | 1 | 1 | 1 | 1 | 1 | 1 | 1 | 1 | 1 | 1 | 1 | 1 | 1 | 1 | 1 | 1
D2HYMC01 | 1 | 1 | 1 | 1 | 1 | 1 | 1 | 1 | 1 | 1 | 1 | 1 | 1 | 1 | 1 | 1 | 1 | 1 | 1 | 1 | 1 | 1 | 1 | 1 | 1 | 1 | 1 | 1 | 1 | 1 | 1
D2HYKC02 | 1 | 1 | 1 | 1 | 1 | 1 | 1 | 1 | 1 | 1 | 1 | 1 | 1 | 1 | 1 | 1 | 1 | 1 | 1 | 1 | 1 | 1 | 1 | 1 | 1 | 1 | 1 | 1 | 1 | 1 | 1
D2HYKC03 | 1 | 1 | 1 | 1 | 1 | 1 | 1 | 1 | 1 | 1 | 1 | 1 | 1 | 1 | 1 | 1 | 1 | 1 | 1 | 1 | 1 | 1 | 1 | 1 | 1 | 1 | 1 | 1 | 1 | 1 | 1
D2HYBC01 | 1 | 1 | 1 | 1 | 1 | 1 | 1 | 1 | 1 | 1 | 1 | 1 | 1 | 1 | 1 | 1 | 1 | 1 | 1 | 1 | 1 | 1 | 1 | 1 | 1 | 1 | 1 | 1 | 1 | 1 | 1
D2SOPC3750 | 1 | 1 | 1 | 1 | 1 | 1 | 1 | 1 | 1 | 1 | 1 | 1 | 1 | 1 | 1 | 1 | 1 | 1 | 1 | 1 | 1 | 1 | 1 | 1 | 1 | 1 | 1 | 1 | 1 | 1 | 1
D2SOPC1354 | 1 | 1 | 1 | 1 | 1 | 1 | 1 | 1 | 1 | 1 | 1 | 1 | 1 | 1 | 1 | 1 | 1 | 1 | 1 | 1 | 1 | 1 | 1 | 1 | 1 | 1 | 1 | 1 | 1 | 1 | 1
D2SOPC1390 | 1 | 1 | 1 | 1 | 1 | 1 | 1 | 1 | 1 | 1 | 1 | 1 | 1 | 1 | 1 | 1 | 1 | 1 | 1 | 1 | 1 | 1 | 1 | 1 | 1 | 1 | 1 | 1 | 1 | 1 | 1
D2SOPC1364 | 1 | 1 | 1 | 1 | 1 | 1 | 1 | 1 | 1 | 1 | 1 | 1 | 1 | 1 | 1 | 1 | 1 | 1 | 1 | 1 | 1 | 1 | 1 | 1 | 1 | 1 | 1 | 1 | 1 | 1 | 1
D2SOPC1367 | 1 | 1 | 1 | 1 | 1 | 1 | 1 | 1 | 1 | 1 | 1 | 1 | 1 | 1 | 1 | 1 | 1 | 1 | 1 | 1 | 1 | 1 | 1 | 1 | 1 | 1 | 1 | 1 | 1 | 1 | 1
D2SOPC1331 | 1 | 1 | 1 | 1 | 1 | 1 | 1 | 1 | 1 | 1 | 1 | 1 | 1 | 1 | 1 | 1 | 1 | 1 | 1 | 1 | 1 | 1 | 1 | 1 | 1 | 1 | 1 | 1 | 1 | 1 | 1
#REF! | 1 | 1 | 1 | 1 | 1 | 1 | 1 | 1 | 1 | 1 | 1 | 1 | 1 | 1 | 1 | 1 | 1 | 1 | 1 | 1 | 1 | 1 | 1 | 1 | 1 | 1 | 1 | 1 | 1 | 1 | 1
D2SOPC1355 | 1 | 1 | 1 | 1 | 1 | 1 | 1 | 1 | 1 | 1 | 1 | 1 | 1 | 1 | 1 | 1 | 1 | 1 | 1 | 1 | 1 | 1 | 1 | 1 | 1 | 1 | 1 | 1 | 1 | 1 | 1
D2SOTN00 | 1 | 1 | 1 | 1 | 1 | 1 | 1 | 1 | 1 | 1 | 1 | 1 | 1 | 1 | 1 | 1 | 1 | 1 | 1 | 1 | 1 | 1 | 1 | 1 | 1 | 1 | 1 | 1 | 1 | 1 | 1
D2WDLC2 | 1 | 1 | 1 | 1 | 1 | 1 | 1 | 1 | 1 | 1 | 1 | 1 | 1 | 1 | 1 | 1 | 1 | 1 | 1 | 1 | 1 | 1 | 1 | 1 | 1 | 1 | 1 | 1 | 1 | 1 | 1
D2WDLC3 | 1 | 1 | 1 | 1 | 1 | 1 | 1 | 1 | 1 | 1 | 1 | 1 | 1 | 1 | 1 | 1 | 1 | 1 | 1 | 1 | 1 | 1 | 1 | 1 | 1 | 1 | 1 | 1 | 1 | 1 | 1
D2WDLC4 | 1 | 1 | 1 | 1 | 1 | 1 | 1 | 1 | 1 | 1 | 1 | 1 | 1 | 1 | 1 | 1 | 1 | 1 | 1 | 1 | 1 | 1 | 1 | 1 | 1 | 1 | 1 | 1 | 1 | 1 | 1
D2WDLC6 | 1 | 1 | 1 | 1 | 1 | 1 | 1 | 1 | 1 | 1 | 1 | 1 | 1 | 1 | 1 | 1 | 1 | 1 | 1 | 1 | 1 | 1 | 1 | 1 | 1 | 1 | 1 | 1 | 1 | 1 | 1
D2WDLC7 | 1 | 1 | 1 | 1 | 1 | 1 | 1 | 1 | 1 | 1 | 1 | 1 | 1 | 1 | 1 | 1 | 1 | 1 | 1 | 1 | 1 | 1 | 1 | 1 | 1 | 1 | 1 | 1 | 1 | 1 | 1
D2WDLC8 | 1 | 1 | 1 | 1 | 1 | 1 | 1 | 1 | 1 | 1 | 1 | 1 | 1 | 1 | 1 | 1 | 1 | 1 | 1 | 1 | 1 | 1 | 1 | 1 | 1 | 1 | 1 | 1 | 1 | 1 | 1
D2WDLC10 | 1 | 1 | 1 | 1 | 1 | 1 | 1 | 1 | 1 | 1 | 1 | 1 | 1 | 1 | 1 | 1 | 1 | 1 | 1 | 1 | 1 | 1 | 1 | 1 | 1 | 1 | 1 | 1 | 1 | 1 | 1
#REF! | 1 | 1 | 1 | 1 | 1 | 1 | 1 | 1 | 1 | 1 | 1 | 1 | 1 | 1 | 1 | 1 | 1 | 1 | 1 | 1 | 1 | 1 | 1 | 1 | 1 | 1 | 1 | 1 | 1 | 1 | 1
#REF! | 1 | 1 | 1 | 1 | 1 | 1 | 1 | 1 | 1 | 1 | 1 | 1 | 1 | 1 | 1 | 1 | 1 | 1 | 1 | 1 | 1 | 1 | 1 | 1 | 1 | 1 | 1 | 1 | 1 | 1 | 1
#REF! | 1 | 1 | 1 | 1 | 1 | 1 | 1 | 1 | 1 | 1 | 1 | 1 | 1 | 1 | 1 | 1 | 1 | 1 | 1 | 1 | 1 | 1 | 1 | 1 | 1 | 1 | 1 | 1 | 1 | 1 | 1
D2HLT0180 | 1 | 1 | 1 | 1 | 1 | 1 | 1 | 1 | 1 | 1 | 1 | 1 | 1 | 1 | 1 | 1 | 1 | 1 | 1 | 1 | 1 | 1 | 1 | 1 | 1 | 1 | 1 | 1 | 1 | 1 | 1
D2HLT0181 | 1 | 1 | 1 | 1 | 1 | 1 | 1 | 1 | 1 | 1 | 1 | 1 | 1 | 1 | 1 | 1 | 1 | 1 | 1 | 1 | 1 | 1 | 1 | 1 | 1 | 1 | 1 | 1 | 1 | 1 | 1
D2HSF0779 | 1 | 1 | 1 | 1 | 1 | 1 | 1 | 1 | 1 | 1 | 1 | 1 | 1 | 1 | 1 | 1 | 1 | 1 | 1 | 1 | 1 | 1 | 1 | 1 | 1 | 1 | 1 | 1 | 1 | 1 | 1
D2HSF0893 | 1 | 1 | 1 | 1 | 1 | 1 | 1 | 1 | 1 | 1 | 1 | 1 | 1 | 1 | 1 | 1 | 1 | 1 | 1 | 1 | 1 | 1 | 1 | 1 | 1 | 1 | 1 | 1 | 1 | 1 | 1
D2HSF0915 | 1 | 1 | 1 | 1 | 1 | 1 | 1 | 1 | 1 | 1 | 1 | 1 | 1 | 1 | 1 | 1 | 1 | 1 | 1 | 1 | 1 | 1 | 1 | 1 | 1 | 1 | 1 | 1 | 1 | 1 | 1
D2HLT0165 | 1 | 1 | 1 | 1 | 1 | 1 | 1 | 1 | 1 | 1 | 1 | 1 | 1 | 1 | 1 | 1 | 1 | 1 | 1 | 1 | 1 | 1 | 1 | 1 | 1 | 1 | 1 | 1 | 1 | 1 | 1
D2HLT0166 | 1 | 1 | 1 | 1 | 1 | 1 | 1 | 1 | 1 | 1 | 1 | 1 | 1 | 1 | 1 | 1 | 1 | 1 | 1 | 1 | 1 | 1 | 1 | 1 | 1 | 1 | 1 | 1 | 1 | 1 | 1
D2HLT0171 | 1 | 1 | 1 | 1 | 1 | 1 | 1 | 1 | 1 | 1 | 1 | 1 | 1 | 1 | 1 | 1 | 1 | 1 | 1 | 1 | 1 | 1 | 1 | 1 | 1 | 1 | 1 | 1 | 1 | 1 | 1
D2HLT0182 | 1 | 1 | 1 | 1 | 1 | 1 | 1 | 1 | 1 | 1 | 1 | 1 | 1 | 1 | 1 | 1 | 1 | 1 | 1 | 1 | 1 | 1 | 1 | 1 | 1 | 1 | 1 | 1 | 1 | 1 | 1
D2HSF0852 | 1 | 1 | 1 | 1 | 1 | 1 | 1 | 1 | 1 | 1 | 1 | 1 | 1 | 1 | 1 | 1 | 1 | 1 | 1 | 1 | 1 | 1 | 1 | 1 | 1 | 1 | 1 | 1 | 1 | 1 | 1
D2HSF0910 | 1 | 1 | 1 | 1 | 1 | 1 | 1 | 1 | 1 | 1 | 1 | 1 | 1 | 1 | 1 | 1 | 1 | 1 | 1 | 1 | 1 | 1 | 1 | 1 | 1 | 1 | 1 | 1 | 1 | 1 | 1
D2HSF0969 | 1 | 1 | 1 | 1 | 1 | 1 | 1 | 1 | 1 | 1 | 1 | 1 | 1 | 1 | 1 | 1 | 1 | 1 | 1 | 1 | 1 | 1 | 1 | 1 | 1 | 1 | 1 | 1 | 1 | 1 | 1
D2HLT0075 | 1 | 1 | 1 | 1 | 1 | 1 | 1 | 1 | 1 | 1 | 1 | 1 | 1 | 1 | 1 | 1 | 1 | 1 | 1 | 1 | 1 | 1 | 1 | 1 | 1 | 1 | 1 | 1 | 1 | 1 | 1
D2HLT0084 | 1 | 1 | 1 | 1 | 1 | 1 | 1 | 1 | 1 | 1 | 1 | 1 | 1 | 1 | 1 | 1 | 1 | 1 | 1 | 1 | 1 | 1 | 1 | 1 | 1 | 1 | 1 | 1 | 1 | 1 | 1
D2HLT0091 | 1 | 1 | 1 | 1 | 1 | 1 | 1 | 1 | 1 | 1 | 1 | 1 | 1 | 1 | 1 | 1 | 1 | 1 | 1 | 1 | 1 | 1 | 1 | 1 | 1 | 1 | 1 | 1 | 1 | 1 | 1
D2HLT0094 | 1 | 1 | 1 | 1 | 1 | 1 | 1 | 1 | 1 | 1 | 1 | 1 | 1 | 1 | 1 | 1 | 1 | 1 | 1 | 1 | 1 | 1 | 1 | 1 | 1 | 1 | 1 | 1 | 1 | 1 | 1
D2HLT0138 | 1 | 1 | 1 | 1 | 1 | 1 | 1 | 1 | 1 | 1 | 1 | 1 | 1 | 1 | 1 | 1 | 1 | 1 | 1 | 1 | 1 | 1 | 1 | 1 | 1 | 1 | 1 | 1 | 1 | 1 | 1
D2HLT0139 | 1 | 1 | 1 | 1 | 1 | 1 | 1 | 1 | 1 | 1 | 1 | 1 | 1 | 1 | 1 | 1 | 1 | 1 | 1 | 1 | 1 | 1 | 1 | 1 | 1 | 1 | 1 | 1 | 1 | 1 | 1
D2HLT0140 | 1 | 1 | 1 | 1 | 1 | 1 | 1 | 1 | 1 | 1 | 1 | 1 | 1 | 1 | 1 | 1 | 1 | 1 | 1 | 1 | 1 | 1 | 1 | 1 | 1 | 1 | 1 | 1 | 1 | 1 | 1
D2HLT0141 | 1 | 1 | 1 | 1 | 1 | 1 | 1 | 1 | 1 | 1 | 1 | 1 | 1 | 1 | 1 | 1 | 1 | 1 | 1 | 1 | 1 | 1 | 1 | 1 | 1 | 1 | 1 | 1 | 1 | 1 | 1

## LCOE check
At Max capacity factor
| Hydro Small |  |  | Thermal |  |  | RE
| Small | Medium | Large | NG OC | NG CC | Coal | Wind | Solar
Avg
Min
Max