## Scenario demand summary
| 1 |  |  |  |  | 8800 | 0.5146 | 0.56314 | 0.61168 | 0.66022 | 0.70876 | 0.7573 | 0.80584 | 0.85438 | 0.90292 | 0.95146 | 1 | 1 | 1 | 1 | 1 | 1 | 1 | 1 | 1 | 1 | 1 | 1 | 1 | 1 | 1 | 1 | 1 | 1 | 1 | 1 | 1
[6 empty] | M50 | 0.5146 |  | #REF! | [17 empty] | #REF!
OnSSET demand | [5 empty] | Multiplication factor to adjust to "actual" demand which is around 8.8TWh for the three regions
[7 empty] | 2020 | 2021 | 2022 | 2023 | 2024 | 2025 | 2026 | 2027 | 2028 | 2029 | 2030 | 2031 | 2032 | 2033 | 2034 | 2035 | 2036 | 2037 | 2038 | 2039 | 2040 | 2041 | 2042 | 2043 | 2044 | 2045 | 2046 | 2047 | 2048 | 2049 | 2050
|  | #REF! |  | M50 | D1 | Household | #REF! | #REF! | #REF! | #REF! | #REF! | #REF! | #REF! | #REF! | #REF! | #REF! | #REF! | #REF! | #REF! | #REF! | #REF! | #REF! | #REF! | #REF! | #REF! | #REF! | #REF! | #REF! | #REF! | #REF! | #REF! | #REF! | #REF! | #REF! | #REF! | #REF! | #REF! |  | West Household
|  |  |  | M50 | D1 | Industry | #REF! | #REF! | #REF! | #REF! | #REF! | #REF! | #REF! | #REF! | #REF! | #REF! | #REF! | #REF! | #REF! | #REF! | #REF! | #REF! | #REF! | #REF! | #REF! | #REF! | #REF! | #REF! | #REF! | #REF! | #REF! | #REF! | #REF! | #REF! | #REF! | #REF! | #REF! |  | West Industry
50 |  |  |  | M50 | D1 | Other | #REF! | #REF! | #REF! | #REF! | #REF! | #REF! | #REF! | #REF! | #REF! | #REF! | #REF! | #REF! | #REF! | #REF! | #REF! | #REF! | #REF! | #REF! | #REF! | #REF! | #REF! | #REF! | #REF! | #REF! | #REF! | #REF! | #REF! | #REF! | #REF! | #REF! | #REF! |  | West Other
75 |  | #REF! |  | M50 | D2 | Household | #REF! | #REF! | #REF! | #REF! | #REF! | #REF! | #REF! | #REF! | #REF! | #REF! | #REF! | #REF! | #REF! | #REF! | #REF! | #REF! | #REF! | #REF! | #REF! | #REF! | #REF! | #REF! | #REF! | #REF! | #REF! | #REF! | #REF! | #REF! | #REF! | #REF! | #REF! |  | South Household
100 |  |  |  | M50 | D2 | Industry | #REF! | #REF! | #REF! | #REF! | #REF! | #REF! | #REF! | #REF! | #REF! | #REF! | #REF! | #REF! | #REF! | #REF! | #REF! | #REF! | #REF! | #REF! | #REF! | #REF! | #REF! | #REF! | #REF! | #REF! | #REF! | #REF! | #REF! | #REF! | #REF! | #REF! | #REF! |  | South Industry
|  |  |  | M50 | D2 | Other | #REF! | #REF! | #REF! | #REF! | #REF! | #REF! | #REF! | #REF! | #REF! | #REF! | #REF! | #REF! | #REF! | #REF! | #REF! | #REF! | #REF! | #REF! | #REF! | #REF! | #REF! | #REF! | #REF! | #REF! | #REF! | #REF! | #REF! | #REF! | #REF! | #REF! | #REF! |  | South Other
|  | #REF! |  | M50 | D3 | Household | #REF! | #REF! | #REF! | #REF! | #REF! | #REF! | #REF! | #REF! | #REF! | #REF! | #REF! | #REF! | #REF! | #REF! | #REF! | #REF! | #REF! | #REF! | #REF! | #REF! | #REF! | #REF! | #REF! | #REF! | #REF! | #REF! | #REF! | #REF! | #REF! | #REF! | #REF! |  | East Household
|  |  |  | M50 | D3 | Industry | #REF! | #REF! | #REF! | #REF! | #REF! | #REF! | #REF! | #REF! | #REF! | #REF! | #REF! | #REF! | #REF! | #REF! | #REF! | #REF! | #REF! | #REF! | #REF! | #REF! | #REF! | #REF! | #REF! | #REF! | #REF! | #REF! | #REF! | #REF! | #REF! | #REF! | #REF! |  | East Industry
|  |  |  | M50 | D3 | Other | #REF! | #REF! | #REF! | #REF! | #REF! | #REF! | #REF! | #REF! | #REF! | #REF! | #REF! | #REF! | #REF! | #REF! | #REF! | #REF! | #REF! | #REF! | #REF! | #REF! | #REF! | #REF! | #REF! | #REF! | #REF! | #REF! | #REF! | #REF! | #REF! | #REF! | #REF! |  | East Other
|  | #REF! |  |  |  |  | 2020: #REF!
#REF!
#REF!
/Users/alison/Documents/2022/2021 OSeMOSYS model/ONSSET demand/[ouest_cd-0_0_1_1_1_0.csv]ouest_cd-0_0_1_1_1_0'!$B$2
filenames | [6 empty] | 2020: INDIRECT("'"&H24&E26&G30&P24&E26&G30&"'"&S24&H20)
/Users/alison/Documents/2021/2021 OSeMOSYS model/ONSSET demand/ | [6 empty] | 2021: /Users/alison/Documents/2022/2021 OSeMOSYS model/ONSSET demand/high/[ouest_high.csv]ouest_high'!$B$2:B3; 2022: /Users/alison/Documents/2022/2021 OSeMOSYS model/ONSSET demand/high/[ouest_high.csv]ouest_high'!$B$2:B3
.csv] | [6 empty] | 2020: B$2; 2021: C$2; 2022: D$2; 2023: E$2; 2024: F$2; 2025: G$2; 2026: H$2; 2027: I$2; 2028: J$2; 2029: K$2; 2030: l$2
[7 empty] | B$7 | C$7 | D$7 | E$7 | F$7 | G$7 | H$7 | I$7 | J$7 | k$7 | L$7
[7 empty] | B$3:B$6 | C$3:C$6 | D$3:D$6 | E$3:E$6 | F$3:F$6 | G$3:G$6 | H$3:H$6 | I$3:I$6 | J$3:J$6 | K$3:K$6 | l$3:L$6
[7 empty] | /Users/alison/Documents/2022/2021 OSeMOSYS model/ONSSET demand/[ | [7 empty] | .csv] |  |  | !$
[6 empty] | path | 2020: /Users/alison/Documents/2022/2021 OSeMOSYS model/ONSSET demand2/[; 2026: est_cd-; 2027: 0_0_0_0_0_0; 2028: .csv]; 2029: est_cd-; 2030: 0_0_0_0_0_0; 2031: !$; 2037: West; 2038: South; 2039: East
[6 empty] | filename | 2020 | 2021 | 2022 | 2023 | 2024 | 2025 | 2026 | 2027 | 2028 | 2029 | 2030 |  |  |  |  | L50 | Household | #REF! | #REF! | #REF!
L50 | D1 | 50 | Low | ouest_cd- | Household | 0_2_0_0_0_0 | #REF! | #REF! | #REF! | #REF! | #REF! | #REF! | #REF! | #REF! | #REF! | #REF! | #REF! |  |  | 0_2_0_0_0_0 |  | L50 | Industry | #REF! | #REF! | #REF!
L50 | D1 | 50 | Low | ouest_cd- | Industry | 0_2_0_0_0_0 | #REF! | #REF! | #REF! | #REF! | #REF! | #REF! | #REF! | #REF! | #REF! | #REF! | #REF! |  |  |  |  | L50 | Other | #REF! | #REF! | #REF!
L50 | D1 | 50 | Low | ouest_cd- | Other | 0_2_0_0_0_0 | #REF! | #REF! | #REF! | #REF! | #REF! | #REF! | #REF! | #REF! | #REF! | #REF! | #REF!
[7 empty] | #REF! | #REF! | #REF! | #REF! | #REF! | #REF! | #REF! | #REF! | #REF! | #REF! | #REF! |  |  |  |  | M50 | Household | #REF! | #REF! | #REF!
M50 | D1 | 50 | Medium | ouest_cd- | Household | 0_2_1_1_1_0 | #REF! | #REF! | #REF! | #REF! | #REF! | #REF! | #REF! | #REF! | #REF! | #REF! | #REF! |  |  |  |  | M50 | Industry | #REF! | #REF! | #REF!
M50 | D1 | 50 | Medium | ouest_cd- | Industry | 0_2_1_1_1_0 | #REF! | #REF! | #REF! | #REF! | #REF! | #REF! | #REF! | #REF! | #REF! | #REF! | #REF! |  |  |  |  | M50 | Other | #REF! | #REF! | #REF!
M50 | D1 | 50 | Medium | ouest_cd- | Other | 0_2_1_1_1_0 | #REF! | #REF! | #REF! | #REF! | #REF! | #REF! | #REF! | #REF! | #REF! | #REF! | #REF!
[7 empty] | #REF! | #REF! | #REF! | #REF! | #REF! | #REF! | #REF! | #REF! | #REF! | #REF! | #REF! |  |  |  |  | H50 | Household | #REF! | #REF! | #REF!
H50 | D1 | 50 | High | ouest_cd- | Household | 0_2_2_2_2_0 | #REF! | #REF! | #REF! | #REF! | #REF! | #REF! | #REF! | #REF! | #REF! | #REF! | #REF! |  |  |  |  | H50 | Industry | #REF! | #REF! | #REF!
H50 | D1 | 50 | High | ouest_cd- | Industry | 0_2_2_2_2_0 | #REF! | #REF! | #REF! | #REF! | #REF! | #REF! | #REF! | #REF! | #REF! | #REF! | #REF! |  |  |  |  | H50 | Other | #REF! | #REF! | #REF!
H50 | D1 | 50 | High | ouest_cd- | Other | 0_2_2_2_2_0 | #REF! | #REF! | #REF! | #REF! | #REF! | #REF! | #REF! | #REF! | #REF! | #REF! | #REF!
[7 empty] | #REF! | #REF! | #REF! | #REF! | #REF! | #REF! | #REF! | #REF! | #REF! | #REF! | #REF! | [6 empty] | Household | Industry | Other |  | Household | Industry | Other |  | Household | Industry | Other
L75 | D1 | 75 | Low | ouest_cd- | Household | 0_0_0_0_0_0 | #REF! | #REF! | #REF! | #REF! | #REF! | #REF! | #REF! | #REF! | #REF! | #REF! | #REF! |  |  |  |  | L50 | West | 3388.24 | 2742.7 | 1028.77 |  | 4161.91 | 3761.9 | 2016.19 |  | 4968.08 | 5379.69 | 4055.03
L75 | D1 | 75 | Low | ouest_cd- | Industry | 0_0_0_0_0_0 | #REF! | #REF! | #REF! | #REF! | #REF! | #REF! | #REF! | #REF! | #REF! | #REF! | #REF! |  |  |  |  | L50 | South | 2139.48 | 10537.9 | 650.64 |  | 2675.17 | 14453.82 | 1296.94 |  | 3196.29 | 20669.59 | 2609.4
L75 | D1 | 75 | Low | ouest_cd- | Other | 0_0_0_0_0_0 | #REF! | #REF! | #REF! | #REF! | #REF! | #REF! | #REF! | #REF! | #REF! | #REF! | #REF! |  |  |  |  | L50 | East | 1751.17 | 0 | 536.11 |  | 2331.69 | 0 | 1135.46 |  | 2842.03 | 0 | 2326.57
[7 empty] | #REF! | #REF! | #REF! | #REF! | #REF! | #REF! | #REF! | #REF! | #REF! | #REF! | #REF! |  |  |  |  | M50 | West | 4161.91 | 3761.9 | 2016.19
M75 | D1 | 75 | Medium | ouest_cd- | Household | 0_0_1_1_1_0 | #REF! | #REF! | #REF! | #REF! | #REF! | #REF! | #REF! | #REF! | #REF! | #REF! | #REF! |  |  |  |  | M50 | South | 2675.17 | 14453.82 | 1296.94
M75 | D1 | 75 | Medium | ouest_cd- | Industry | 0_0_1_1_1_0 | #REF! | #REF! | #REF! | #REF! | #REF! | #REF! | #REF! | #REF! | #REF! | #REF! | #REF! |  |  |  |  | M50 | East | 2331.69 | 0 | 1135.46
M75 | D1 | 75 | Medium | ouest_cd- | Other | 0_0_1_1_1_0 | #REF! | #REF! | #REF! | #REF! | #REF! | #REF! | #REF! | #REF! | #REF! | #REF! | #REF! |  |  |  |  | H50 | West | 4968.08 | 5379.69 | 4055.03
[7 empty] | #REF! | #REF! | #REF! | #REF! | #REF! | #REF! | #REF! | #REF! | #REF! | #REF! | #REF! |  |  |  |  | H50 | South | 3196.29 | 20669.59 | 2609.4
H75 | D1 | 75 | High | ouest_cd- | Household | 0_0_2_2_2_0 | #REF! | #REF! | #REF! | #REF! | #REF! | #REF! | #REF! | #REF! | #REF! | #REF! | #REF! |  |  |  |  | H50 | East | 2842.03 | 0 | 2326.57
H75 | D1 | 75 | High | ouest_cd- | Industry | 0_0_2_2_2_0 | #REF! | #REF! | #REF! | #REF! | #REF! | #REF! | #REF! | #REF! | #REF! | #REF! | #REF!
H75 | D1 | 75 | High | ouest_cd- | Other | 0_0_2_2_2_0 | #REF! | #REF! | #REF! | #REF! | #REF! | #REF! | #REF! | #REF! | #REF! | #REF! | #REF!
[7 empty] | #REF! | #REF! | #REF! | #REF! | #REF! | #REF! | #REF! | #REF! | #REF! | #REF! | #REF!
L100 | D1 | 100 | Low | ouest_cd- | Household | 0_1_0_0_0_0 | #REF! | #REF! | #REF! | #REF! | #REF! | #REF! | #REF! | #REF! | #REF! | #REF! | #REF!
L100 | D1 | 100 | Low | ouest_cd- | Industry | 0_1_0_0_0_0 | #REF! | #REF! | #REF! | #REF! | #REF! | #REF! | #REF! | #REF! | #REF! | #REF! | #REF!
L100 | D1 | 100 | Low | ouest_cd- | Other | 0_1_0_0_0_0 | #REF! | #REF! | #REF! | #REF! | #REF! | #REF! | #REF! | #REF! | #REF! | #REF! | #REF!
[7 empty] | #REF! | #REF! | #REF! | #REF! | #REF! | #REF! | #REF! | #REF! | #REF! | #REF! | #REF!
M100 | D1 | 100 | Medium | ouest_cd- | Household | 0_1_1_1_1_0 | #REF! | #REF! | #REF! | #REF! | #REF! | #REF! | #REF! | #REF! | #REF! | #REF! | #REF!
M100 | D1 | 100 | Medium | ouest_cd- | Industry | 0_1_1_1_1_0 | #REF! | #REF! | #REF! | #REF! | #REF! | #REF! | #REF! | #REF! | #REF! | #REF! | #REF!
M100 | D1 | 100 | Medium | ouest_cd- | Other | 0_1_1_1_1_0 | #REF! | #REF! | #REF! | #REF! | #REF! | #REF! | #REF! | #REF! | #REF! | #REF! | #REF!
[7 empty] | #REF! | #REF! | #REF! | #REF! | #REF! | #REF! | #REF! | #REF! | #REF! | #REF! | #REF!
H100 | D1 | 100 | High | ouest_cd- | Household | 0_1_2_2_2_0 | #REF! | #REF! | #REF! | #REF! | #REF! | #REF! | #REF! | #REF! | #REF! | #REF! | #REF!
H100 | D1 | 100 | High | ouest_cd- | Industry | 0_1_2_2_2_0 | #REF! | #REF! | #REF! | #REF! | #REF! | #REF! | #REF! | #REF! | #REF! | #REF! | #REF!
H100 | D1 | 100 | High | ouest_cd- | Other | 0_1_2_2_2_0 | #REF! | #REF! | #REF! | #REF! | #REF! | #REF! | #REF! | #REF! | #REF! | #REF! | #REF!
[7 empty] | #REF! | #REF! | #REF! | #REF! | #REF! | #REF! | #REF! | #REF! | #REF! | #REF! | #REF!
L50 | D2 | 50 | Low | sud_cd- | Household | 0_2_0_0_0_0 | #REF! | #REF! | #REF! | #REF! | #REF! | #REF! | #REF! | #REF! | #REF! | #REF! | #REF!
L50 | D2 | 50 | Low | sud_cd- | Industry | 0_2_0_0_0_0 | #REF! | #REF! | #REF! | #REF! | #REF! | #REF! | #REF! | #REF! | #REF! | #REF! | #REF!
L50 | D2 | 50 | Low | sud_cd- | Other | 0_2_0_0_0_0 | #REF! | #REF! | #REF! | #REF! | #REF! | #REF! | #REF! | #REF! | #REF! | #REF! | #REF!
[7 empty] | #REF! | #REF! | #REF! | #REF! | #REF! | #REF! | #REF! | #REF! | #REF! | #REF! | #REF!
M50 | D2 | 50 | Medium | sud_cd- | Household | 0_2_1_1_1_0 | #REF! | #REF! | #REF! | #REF! | #REF! | #REF! | #REF! | #REF! | #REF! | #REF! | #REF!
M50 | D2 | 50 | Medium | sud_cd- | Industry | 0_2_1_1_1_0 | #REF! | #REF! | #REF! | #REF! | #REF! | #REF! | #REF! | #REF! | #REF! | #REF! | #REF!
M50 | D2 | 50 | Medium | sud_cd- | Other | 0_2_1_1_1_0 | #REF! | #REF! | #REF! | #REF! | #REF! | #REF! | #REF! | #REF! | #REF! | #REF! | #REF!
[7 empty] | #REF! | #REF! | #REF! | #REF! | #REF! | #REF! | #REF! | #REF! | #REF! | #REF! | #REF!
H50 | D2 | 50 | High | sud_cd- | Household | 0_2_2_2_2_0 | #REF! | #REF! | #REF! | #REF! | #REF! | #REF! | #REF! | #REF! | #REF! | #REF! | #REF!
H50 | D2 | 50 | High | sud_cd- | Industry | 0_2_2_2_2_0 | #REF! | #REF! | #REF! | #REF! | #REF! | #REF! | #REF! | #REF! | #REF! | #REF! | #REF!
H50 | D2 | 50 | High | sud_cd- | Other | 0_2_2_2_2_0 | #REF! | #REF! | #REF! | #REF! | #REF! | #REF! | #REF! | #REF! | #REF! | #REF! | #REF!
[7 empty] | #REF! | #REF! | #REF! | #REF! | #REF! | #REF! | #REF! | #REF! | #REF! | #REF! | #REF!
L75 | D2 | 75 | Low | sud_cd- | Household | 0_0_0_0_0_0 | #REF! | #REF! | #REF! | #REF! | #REF! | #REF! | #REF! | #REF! | #REF! | #REF! | #REF!
L75 | D2 | 75 | Low | sud_cd- | Industry | 0_0_0_0_0_0 | #REF! | #REF! | #REF! | #REF! | #REF! | #REF! | #REF! | #REF! | #REF! | #REF! | #REF!
L75 | D2 | 75 | Low | sud_cd- | Other | 0_0_0_0_0_0 | #REF! | #REF! | #REF! | #REF! | #REF! | #REF! | #REF! | #REF! | #REF! | #REF! | #REF!
[7 empty] | #REF! | #REF! | #REF! | #REF! | #REF! | #REF! | #REF! | #REF! | #REF! | #REF! | #REF!
M75 | D2 | 75 | Medium | sud_cd- | Household | 0_0_1_1_1_0 | #REF! | #REF! | #REF! | #REF! | #REF! | #REF! | #REF! | #REF! | #REF! | #REF! | #REF!
M75 | D2 | 75 | Medium | sud_cd- | Industry | 0_0_1_1_1_0 | #REF! | #REF! | #REF! | #REF! | #REF! | #REF! | #REF! | #REF! | #REF! | #REF! | #REF!
M75 | D2 | 75 | Medium | sud_cd- | Other | 0_0_1_1_1_0 | #REF! | #REF! | #REF! | #REF! | #REF! | #REF! | #REF! | #REF! | #REF! | #REF! | #REF!
[7 empty] | #REF! | #REF! | #REF! | #REF! | #REF! | #REF! | #REF! | #REF! | #REF! | #REF! | #REF!
H75 | D2 | 75 | High | sud_cd- | Household | 0_0_2_2_2_0 | #REF! | #REF! | #REF! | #REF! | #REF! | #REF! | #REF! | #REF! | #REF! | #REF! | #REF!
H75 | D2 | 75 | High | sud_cd- | Industry | 0_0_2_2_2_0 | #REF! | #REF! | #REF! | #REF! | #REF! | #REF! | #REF! | #REF! | #REF! | #REF! | #REF!
H75 | D2 | 75 | High | sud_cd- | Other | 0_0_2_2_2_0 | #REF! | #REF! | #REF! | #REF! | #REF! | #REF! | #REF! | #REF! | #REF! | #REF! | #REF!
[7 empty] | #REF! | #REF! | #REF! | #REF! | #REF! | #REF! | #REF! | #REF! | #REF! | #REF! | #REF!
L100 | D2 | 100 | Low | sud_cd- | Household | 0_1_0_0_0_0 | #REF! | #REF! | #REF! | #REF! | #REF! | #REF! | #REF! | #REF! | #REF! | #REF! | #REF!
L100 | D2 | 100 | Low | sud_cd- | Industry | 0_1_0_0_0_0 | #REF! | #REF! | #REF! | #REF! | #REF! | #REF! | #REF! | #REF! | #REF! | #REF! | #REF!
L100 | D2 | 100 | Low | sud_cd- | Other | 0_1_0_0_0_0 | #REF! | #REF! | #REF! | #REF! | #REF! | #REF! | #REF! | #REF! | #REF! | #REF! | #REF!
[7 empty] | #REF! | #REF! | #REF! | #REF! | #REF! | #REF! | #REF! | #REF! | #REF! | #REF! | #REF!
M100 | D2 | 100 | Medium | sud_cd- | Household | 0_1_1_1_1_0 | #REF! | #REF! | #REF! | #REF! | #REF! | #REF! | #REF! | #REF! | #REF! | #REF! | #REF!
M100 | D2 | 100 | Medium | sud_cd- | Industry | 0_1_1_1_1_0 | #REF! | #REF! | #REF! | #REF! | #REF! | #REF! | #REF! | #REF! | #REF! | #REF! | #REF!
M100 | D2 | 100 | Medium | sud_cd- | Other | 0_1_1_1_1_0 | #REF! | #REF! | #REF! | #REF! | #REF! | #REF! | #REF! | #REF! | #REF! | #REF! | #REF!
[7 empty] | #REF! | #REF! | #REF! | #REF! | #REF! | #REF! | #REF! | #REF! | #REF! | #REF! | #REF!
H100 | D2 | 100 | High | sud_cd- | Household | 0_1_2_2_2_0 | #REF! | #REF! | #REF! | #REF! | #REF! | #REF! | #REF! | #REF! | #REF! | #REF! | #REF!
H100 | D2 | 100 | High | sud_cd- | Industry | 0_1_2_2_2_0 | #REF! | #REF! | #REF! | #REF! | #REF! | #REF! | #REF! | #REF! | #REF! | #REF! | #REF!
H100 | D2 | 100 | High | sud_cd- | Other | 0_1_2_2_2_0 | #REF! | #REF! | #REF! | #REF! | #REF! | #REF! | #REF! | #REF! | #REF! | #REF! | #REF!
[7 empty] | #REF! | #REF! | #REF! | #REF! | #REF! | #REF! | #REF! | #REF! | #REF! | #REF! | #REF!
L50 | D3 | 50 | Low | est_cd- | Household | 0_2_0_0_0_0 | #REF! | #REF! | #REF! | #REF! | #REF! | #REF! | #REF! | #REF! | #REF! | #REF! | #REF!
L50 | D3 | 50 | Low | est_cd- | Industry | 0_2_0_0_0_0 | #REF! | #REF! | #REF! | #REF! | #REF! | #REF! | #REF! | #REF! | #REF! | #REF! | #REF!
L50 | D3 | 50 | Low | est_cd- | Other | 0_2_0_0_0_0 | #REF! | #REF! | #REF! | #REF! | #REF! | #REF! | #REF! | #REF! | #REF! | #REF! | #REF!
[7 empty] | #REF! | #REF! | #REF! | #REF! | #REF! | #REF! | #REF! | #REF! | #REF! | #REF! | #REF!
M50 | D3 | 50 | Medium | est_cd- | Household | 0_2_1_1_1_0 | #REF! | #REF! | #REF! | #REF! | #REF! | #REF! | #REF! | #REF! | #REF! | #REF! | #REF!
M50 | D3 | 50 | Medium | est_cd- | Industry | 0_2_1_1_1_0 | #REF! | #REF! | #REF! | #REF! | #REF! | #REF! | #REF! | #REF! | #REF! | #REF! | #REF!
M50 | D3 | 50 | Medium | est_cd- | Other | 0_2_1_1_1_0 | #REF! | #REF! | #REF! | #REF! | #REF! | #REF! | #REF! | #REF! | #REF! | #REF! | #REF!
[7 empty] | #REF! | #REF! | #REF! | #REF! | #REF! | #REF! | #REF! | #REF! | #REF! | #REF! | #REF!
H50 | D3 | 50 | High | est_cd- | Household | 0_2_2_2_2_0 | #REF! | #REF! | #REF! | #REF! | #REF! | #REF! | #REF! | #REF! | #REF! | #REF! | #REF!
H50 | D3 | 50 | High | est_cd- | Industry | 0_2_2_2_2_0 | #REF! | #REF! | #REF! | #REF! | #REF! | #REF! | #REF! | #REF! | #REF! | #REF! | #REF!
H50 | D3 | 50 | High | est_cd- | Other | 0_2_2_2_2_0 | #REF! | #REF! | #REF! | #REF! | #REF! | #REF! | #REF! | #REF! | #REF! | #REF! | #REF!
[7 empty] | #REF! | #REF! | #REF! | #REF! | #REF! | #REF! | #REF! | #REF! | #REF! | #REF! | #REF!
L75 | D3 | 75 | Low | est_cd- | Household | 0_0_0_0_0_0 | #REF! | #REF! | #REF! | #REF! | #REF! | #REF! | #REF! | #REF! | #REF! | #REF! | #REF!
L75 | D3 | 75 | Low | est_cd- | Industry | 0_0_0_0_0_0 | #REF! | #REF! | #REF! | #REF! | #REF! | #REF! | #REF! | #REF! | #REF! | #REF! | #REF!
L75 | D3 | 75 | Low | est_cd- | Other | 0_0_0_0_0_0 | #REF! | #REF! | #REF! | #REF! | #REF! | #REF! | #REF! | #REF! | #REF! | #REF! | #REF!
[7 empty] | #REF! | #REF! | #REF! | #REF! | #REF! | #REF! | #REF! | #REF! | #REF! | #REF! | #REF!
M75 | D3 | 75 | Medium | est_cd- | Household | 0_0_1_1_1_0 | #REF! | #REF! | #REF! | #REF! | #REF! | #REF! | #REF! | #REF! | #REF! | #REF! | #REF!
M75 | D3 | 75 | Medium | est_cd- | Industry | 0_0_1_1_1_0 | #REF! | #REF! | #REF! | #REF! | #REF! | #REF! | #REF! | #REF! | #REF! | #REF! | #REF!
M75 | D3 | 75 | Medium | est_cd- | Other | 0_0_1_1_1_0 | #REF! | #REF! | #REF! | #REF! | #REF! | #REF! | #REF! | #REF! | #REF! | #REF! | #REF!
[7 empty] | #REF! | #REF! | #REF! | #REF! | #REF! | #REF! | #REF! | #REF! | #REF! | #REF! | #REF!
H75 | D3 | 75 | High | est_cd- | Household | 0_0_2_2_2_0 | #REF! | #REF! | #REF! | #REF! | #REF! | #REF! | #REF! | #REF! | #REF! | #REF! | #REF!
H75 | D3 | 75 | High | est_cd- | Industry | 0_0_2_2_2_0 | #REF! | #REF! | #REF! | #REF! | #REF! | #REF! | #REF! | #REF! | #REF! | #REF! | #REF!
H75 | D3 | 75 | High | est_cd- | Other | 0_0_2_2_2_0 | #REF! | #REF! | #REF! | #REF! | #REF! | #REF! | #REF! | #REF! | #REF! | #REF! | #REF!
[7 empty] | #REF! | #REF! | #REF! | #REF! | #REF! | #REF! | #REF! | #REF! | #REF! | #REF! | #REF!
L100 | D3 | 100 | Low | est_cd- | Household | 0_1_0_0_0_0 | #REF! | #REF! | #REF! | #REF! | #REF! | #REF! | #REF! | #REF! | #REF! | #REF! | #REF!
L100 | D3 | 100 | Low | est_cd- | Industry | 0_1_0_0_0_0 | #REF! | #REF! | #REF! | #REF! | #REF! | #REF! | #REF! | #REF! | #REF! | #REF! | #REF!
L100 | D3 | 100 | Low | est_cd- | Other | 0_1_0_0_0_0 | #REF! | #REF! | #REF! | #REF! | #REF! | #REF! | #REF! | #REF! | #REF! | #REF! | #REF!
[7 empty] | #REF! | #REF! | #REF! | #REF! | #REF! | #REF! | #REF! | #REF! | #REF! | #REF! | #REF!
M100 | D3 | 100 | Medium | est_cd- | Household | 0_1_1_1_1_0 | #REF! | #REF! | #REF! | #REF! | #REF! | #REF! | #REF! | #REF! | #REF! | #REF! | #REF!
M100 | D3 | 100 | Medium | est_cd- | Industry | 0_1_1_1_1_0 | #REF! | #REF! | #REF! | #REF! | #REF! | #REF! | #REF! | #REF! | #REF! | #REF! | #REF!
M100 | D3 | 100 | Medium | est_cd- | Other | 0_1_1_1_1_0 | #REF! | #REF! | #REF! | #REF! | #REF! | #REF! | #REF! | #REF! | #REF! | #REF! | #REF!
[7 empty] | #REF! | #REF! | #REF! | #REF! | #REF! | #REF! | #REF! | #REF! | #REF! | #REF! | #REF!
H100 | D3 | 100 | High | est_cd- | Household | 0_1_2_2_2_0 | #REF! | #REF! | #REF! | #REF! | #REF! | #REF! | #REF! | #REF! | #REF! | #REF! | #REF!
H100 | D3 | 100 | High | est_cd- | Industry | 0_1_2_2_2_0 | #REF! | #REF! | #REF! | #REF! | #REF! | #REF! | #REF! | #REF! | #REF! | #REF! | #REF!
H100 | D3 | 100 | High | est_cd- | Other | 0_1_2_2_2_0 | #REF! | #REF! | #REF! | #REF! | #REF! | #REF! | #REF! | #REF! | #REF! | #REF! | #REF!
[7 empty] | #REF! | #REF! | #REF! | #REF! | #REF! | #REF! | #REF! | #REF! | #REF! | #REF! | #REF!
[7 empty] | 2020 | 2021 | 2022 | 2023 | 2024 | 2025 | 2026 | 2027 | 2028 | 2029 | 2030
[5 empty] | L50 | Low | #REF! | #REF! | #REF! | #REF! | #REF! | #REF! | #REF! | #REF! | #REF! | #REF! | #REF! | #REF!
[5 empty] | L75 | Low | #REF! | #REF! | #REF! | #REF! | #REF! | #REF! | #REF! | #REF! | #REF! | #REF! | #REF! | #REF!
[5 empty] | L100 | Low | #REF! | #REF! | #REF! | #REF! | #REF! | #REF! | #REF! | #REF! | #REF! | #REF! | #REF! | #REF!
[5 empty] | M50 | Medium | #REF! | #REF! | #REF! | #REF! | #REF! | #REF! | #REF! | #REF! | #REF! | #REF! | #REF!
[5 empty] | M75 | Medium | #REF! | #REF! | #REF! | #REF! | #REF! | #REF! | #REF! | #REF! | #REF! | #REF! | #REF!
[5 empty] | M100 | Medium | #REF! | #REF! | #REF! | #REF! | #REF! | #REF! | #REF! | #REF! | #REF! | #REF! | #REF!
[5 empty] | H50 | High | #REF! | #REF! | #REF! | #REF! | #REF! | #REF! | #REF! | #REF! | #REF! | #REF! | #REF!
[5 empty] | H75 | High | #REF! | #REF! | #REF! | #REF! | #REF! | #REF! | #REF! | #REF! | #REF! | #REF! | #REF!
[5 empty] | H100 | High | #REF! | #REF! | #REF! | #REF! | #REF! | #REF! | #REF! | #REF! | #REF! | #REF! | #REF!
[6 empty] | IRENA | 387.1363 | 695.1376 | 1003.139 | 1311.1404 | 1619.1418 | 1927.1431 | 2235.1445 | 2543.1459 | 2851.1473 | 3159.1486 | 3467.15
[6 empty] | TEMBA | 13928.4437 | 14996.6135 | 16144.8499 | 17379.4362 | 18707.1023 | 20135.0919 | 21663.807 | 23308.4083 | 25078.0838 | 26982.7879 | 29033.1773
DEMAND reworked for OSeMOSYS input
1) start year 2020 value the same for all scenarios, and matching existing grid demand
2) end year 2030 values matching the 2030 OnSSET scenario values exactly
3) using linear extrapolation between years (can change later)
4) Start year demands (2020) for the three regions (from Gregory)
Calibrating to a total of low in 2020 | [5 empty] | M50 | 2020: #REF!
Totals
[7 empty] | 2020 | 2021 | 2022 | 2023 | 2024 | 2025 | 2026 | 2027 | 2028 | 2029 | 2030 | 2031 | 2032 | 2033 | 2034 | 2035 | 2036 | 2037 | 2038 | 2039 | 2040 | 2041 | 2042 | 2043 | 2044 | 2045 | 2046 | 2047 | 2048 | 2049 | 2050 | 0
[5 empty] | D1 | L50 | #REF! | #REF! | #REF! | #REF! | #REF! | #REF! | #REF! | #REF! | #REF! | #REF! | #REF! | #REF! | #REF! | #REF! | #REF! | #REF! | #REF! | #REF! | #REF! | #REF! | #REF!
[5 empty] | D1 | M | 0 | 0 | 0 | 0 | 0 | 0 | 0 | 0 | 0 | 0 | 0 | 0 | 0 | 0 | 0 | 0 | 0 | 0 | 0 | 0 | 0
[5 empty] | D1 | H | 0 | 0 | 0 | 0 | 0 | 0 | 0 | 0 | 0 | 0 | 0 | 0 | 0 | 0 | 0 | 0 | 0 | 0 | 0 | 0 | 0
[5 empty] | D2 | L | 0 | 0 | 0 | 0 | 0 | 0 | 0 | 0 | 0 | 0 | 0 | 0 | 0 | 0 | 0 | 0 | 0 | 0 | 0 | 0 | 0
[5 empty] | D2 | M | 0 | 0 | 0 | 0 | 0 | 0 | 0 | 0 | 0 | 0 | 0 | 0 | 0 | 0 | 0 | 0 | 0 | 0 | 0 | 0 | 0
[5 empty] | D2 | H | 0 | 0 | 0 | 0 | 0 | 0 | 0 | 0 | 0 | 0 | 0 | 0 | 0 | 0 | 0 | 0 | 0 | 0 | 0 | 0 | 0
[5 empty] | D3 | L | 0 | 0 | 0 | 0 | 0 | 0 | 0 | 0 | 0 | 0 | 0 | 0 | 0 | 0 | 0 | 0 | 0 | 0 | 0 | 0 | 0
[5 empty] | D3 | M | 0 | 0 | 0 | 0 | 0 | 0 | 0 | 0 | 0 | 0 | 0 | 0 | 0 | 0 | 0 | 0 | 0 | 0 | 0 | 0 | 0
[5 empty] | D3 | H | 0 | 0 | 0 | 0 | 0 | 0 | 0 | 0 | 0 | 0 | 0 | 0 | 0 | 0 | 0 | 0 | 0 | 0 | 0 | 0 | 0
[5 empty] | Total | L | #REF! | #REF! | #REF! | #REF! | #REF! | #REF! | #REF! | #REF! | #REF! | #REF! | #REF! | #REF! | #REF! | #REF! | #REF! | #REF! | #REF! | #REF! | #REF! | #REF! | #REF!
[6 empty] | M | 0 | 0 | 0 | 0 | 0 | 0 | 0 | 0 | 0 | 0 | 0 | 0 | 0 | 0 | 0 | 0 | 0 | 0 | 0 | 0 | 0
[6 empty] | H | 0 | 0 | 0 | 0 | 0 | 0 | 0 | 0 | 0 | 0 | 0 | 0 | 0 | 0 | 0 | 0 | 0 | 0 | 0 | 0 | 0
[28 empty] | #REF! | [9 empty] | 0.5
Scenario | Area | Area | Sector | Average annual increase | Growth rate adjustment after 2030 |  |  | 2020 | 2021 | 2022 | 2023 | 2024 | 2025 | 2026 | 2027 | 2028 | 2029 | 2030 | 2031 | 2032 | 2033 | 2034 | 2035 | 2036 | 2037 | 2038 | 2039 | 2040 | 2041 | 2042 | 2043 | 2044 | 2045 | 2046 | 2047 | 2048 | 2049 | 2050
L50 | D1 | ouest_ | Household | 0 | 100% | Household | D1L50 | #REF! | #REF! | #REF! | #REF! | #REF! | #REF! | #REF! | #REF! | #REF! | #REF! | #REF! | #REF! | #REF! | #REF! | #REF! | #REF! | #REF! | #REF! | #REF! | #REF! | #REF! | #REF! | #REF! | #REF! | #REF! | #REF! | #REF! | #REF! | #REF! | #REF! | #REF!
L50 | D1 | ouest_ | Industry | 0 | 100% | Industry | D1L50 | #REF! | #REF! | #REF! | #REF! | #REF! | #REF! | #REF! | #REF! | #REF! | #REF! | #REF! | #REF! | #REF! | #REF! | #REF! | #REF! | #REF! | #REF! | #REF! | #REF! | #REF! | #REF! | #REF! | #REF! | #REF! | #REF! | #REF! | #REF! | #REF! | #REF! | #REF!
L50 | D1 | ouest_ | Other | 0 | 100% | Other | D1L50 | #REF! | #REF! | #REF! | #REF! | #REF! | #REF! | #REF! | #REF! | #REF! | #REF! | #REF! | #REF! | #REF! | #REF! | #REF! | #REF! | #REF! | #REF! | #REF! | #REF! | #REF! | #REF! | #REF! | #REF! | #REF! | #REF! | #REF! | #REF! | #REF! | #REF! | #REF!
M50 | D1 | ouest_ | Household | 0 | 100% | Household | D1M50 | #REF! | #REF! | #REF! | #REF! | #REF! | #REF! | #REF! | #REF! | #REF! | #REF! | #REF! | #REF! | #REF! | #REF! | #REF! | #REF! | #REF! | #REF! | #REF! | #REF! | #REF! | #REF! | #REF! | #REF! | #REF! | #REF! | #REF! | #REF! | #REF! | #REF! | #REF!
M50 | D1 | ouest_ | Industry | 0 | 100% | Industry | D1M50 | #REF! | #REF! | #REF! | #REF! | #REF! | #REF! | #REF! | #REF! | #REF! | #REF! | #REF! | #REF! | #REF! | #REF! | #REF! | #REF! | #REF! | #REF! | #REF! | #REF! | #REF! | #REF! | #REF! | #REF! | #REF! | #REF! | #REF! | #REF! | #REF! | #REF! | #REF!
M50 | D1 | ouest_ | Other | 0 | 100% | Other | D1M50 | #REF! | #REF! | #REF! | #REF! | #REF! | #REF! | #REF! | #REF! | #REF! | #REF! | #REF! | #REF! | #REF! | #REF! | #REF! | #REF! | #REF! | #REF! | #REF! | #REF! | #REF! | #REF! | #REF! | #REF! | #REF! | #REF! | #REF! | #REF! | #REF! | #REF! | #REF!
H50 | D1 | ouest_ | Household | 0 | 75% | Household | D1H50 | #REF! | #REF! | #REF! | #REF! | #REF! | #REF! | #REF! | #REF! | #REF! | #REF! | #REF! | #REF! | #REF! | #REF! | #REF! | #REF! | #REF! | #REF! | #REF! | #REF! | #REF! | #REF! | #REF! | #REF! | #REF! | #REF! | #REF! | #REF! | #REF! | #REF! | #REF!
H50 | D1 | ouest_ | Industry | 0 | 75% | Industry | D1H50 | #REF! | #REF! | #REF! | #REF! | #REF! | #REF! | #REF! | #REF! | #REF! | #REF! | #REF! | #REF! | #REF! | #REF! | #REF! | #REF! | #REF! | #REF! | #REF! | #REF! | #REF! | #REF! | #REF! | #REF! | #REF! | #REF! | #REF! | #REF! | #REF! | #REF! | #REF!
H50 | D1 | ouest_ | Other | 0 | 75% | Other | D1H50 | #REF! | #REF! | #REF! | #REF! | #REF! | #REF! | #REF! | #REF! | #REF! | #REF! | #REF! | #REF! | #REF! | #REF! | #REF! | #REF! | #REF! | #REF! | #REF! | #REF! | #REF! | #REF! | #REF! | #REF! | #REF! | #REF! | #REF! | #REF! | #REF! | #REF! | #REF!
L75 | D1 | ouest_ | Household | 0 | 50% | Household | D1L75 | #REF! | #REF! | #REF! | #REF! | #REF! | #REF! | #REF! | #REF! | #REF! | #REF! | #REF! | #REF! | #REF! | #REF! | #REF! | #REF! | #REF! | #REF! | #REF! | #REF! | #REF! | #REF! | #REF! | #REF! | #REF! | #REF! | #REF! | #REF! | #REF! | #REF! | #REF!
L75 | D1 | ouest_ | Industry | 0 | 50% | Industry | D1L75 | #REF! | #REF! | #REF! | #REF! | #REF! | #REF! | #REF! | #REF! | #REF! | #REF! | #REF! | #REF! | #REF! | #REF! | #REF! | #REF! | #REF! | #REF! | #REF! | #REF! | #REF! | #REF! | #REF! | #REF! | #REF! | #REF! | #REF! | #REF! | #REF! | #REF! | #REF!
L75 | D1 | ouest_ | Other | 0 | 50% | Other | D1L75 | #REF! | #REF! | #REF! | #REF! | #REF! | #REF! | #REF! | #REF! | #REF! | #REF! | #REF! | #REF! | #REF! | #REF! | #REF! | #REF! | #REF! | #REF! | #REF! | #REF! | #REF! | #REF! | #REF! | #REF! | #REF! | #REF! | #REF! | #REF! | #REF! | #REF! | #REF!
M75 | D1 | ouest_ | Household | 0 | 50% | Household | D1M75 | #REF! | #REF! | #REF! | #REF! | #REF! | #REF! | #REF! | #REF! | #REF! | #REF! | #REF! | #REF! | #REF! | #REF! | #REF! | #REF! | #REF! | #REF! | #REF! | #REF! | #REF! | #REF! | #REF! | #REF! | #REF! | #REF! | #REF! | #REF! | #REF! | #REF! | #REF!
M75 | D1 | ouest_ | Industry | 0 | 50% | Industry | D1M75 | #REF! | #REF! | #REF! | #REF! | #REF! | #REF! | #REF! | #REF! | #REF! | #REF! | #REF! | #REF! | #REF! | #REF! | #REF! | #REF! | #REF! | #REF! | #REF! | #REF! | #REF! | #REF! | #REF! | #REF! | #REF! | #REF! | #REF! | #REF! | #REF! | #REF! | #REF!
M75 | D1 | ouest_ | Other | 0 | 50% | Other | D1M75 | #REF! | #REF! | #REF! | #REF! | #REF! | #REF! | #REF! | #REF! | #REF! | #REF! | #REF! | #REF! | #REF! | #REF! | #REF! | #REF! | #REF! | #REF! | #REF! | #REF! | #REF! | #REF! | #REF! | #REF! | #REF! | #REF! | #REF! | #REF! | #REF! | #REF! | #REF!
H75 | D1 | ouest_ | Household | 0 | 50% | Household | D1H75 | #REF! | #REF! | #REF! | #REF! | #REF! | #REF! | #REF! | #REF! | #REF! | #REF! | #REF! | #REF! | #REF! | #REF! | #REF! | #REF! | #REF! | #REF! | #REF! | #REF! | #REF! | #REF! | #REF! | #REF! | #REF! | #REF! | #REF! | #REF! | #REF! | #REF! | #REF!
H75 | D1 | ouest_ | Industry | 0 | 50% | Industry | D1H75 | #REF! | #REF! | #REF! | #REF! | #REF! | #REF! | #REF! | #REF! | #REF! | #REF! | #REF! | #REF! | #REF! | #REF! | #REF! | #REF! | #REF! | #REF! | #REF! | #REF! | #REF! | #REF! | #REF! | #REF! | #REF! | #REF! | #REF! | #REF! | #REF! | #REF! | #REF!
H75 | D1 | ouest_ | Other | 0 | 50% | Other | D1H75 | #REF! | #REF! | #REF! | #REF! | #REF! | #REF! | #REF! | #REF! | #REF! | #REF! | #REF! | #REF! | #REF! | #REF! | #REF! | #REF! | #REF! | #REF! | #REF! | #REF! | #REF! | #REF! | #REF! | #REF! | #REF! | #REF! | #REF! | #REF! | #REF! | #REF! | #REF!
L100 | D1 | ouest_ | Household | 0 | 50% | Household | D1L100 | #REF! | #REF! | #REF! | #REF! | #REF! | #REF! | #REF! | #REF! | #REF! | #REF! | #REF! | #REF! | #REF! | #REF! | #REF! | #REF! | #REF! | #REF! | #REF! | #REF! | #REF! | #REF! | #REF! | #REF! | #REF! | #REF! | #REF! | #REF! | #REF! | #REF! | #REF!
L100 | D1 | ouest_ | Industry | 0 | 50% | Industry | D1L100 | #REF! | #REF! | #REF! | #REF! | #REF! | #REF! | #REF! | #REF! | #REF! | #REF! | #REF! | #REF! | #REF! | #REF! | #REF! | #REF! | #REF! | #REF! | #REF! | #REF! | #REF! | #REF! | #REF! | #REF! | #REF! | #REF! | #REF! | #REF! | #REF! | #REF! | #REF!
L100 | D1 | ouest_ | Other | 0 | 50% | Other | D1L100 | #REF! | #REF! | #REF! | #REF! | #REF! | #REF! | #REF! | #REF! | #REF! | #REF! | #REF! | #REF! | #REF! | #REF! | #REF! | #REF! | #REF! | #REF! | #REF! | #REF! | #REF! | #REF! | #REF! | #REF! | #REF! | #REF! | #REF! | #REF! | #REF! | #REF! | #REF!
M100 | D1 | ouest_ | Household | 0 | 50% | Household | D1M100 | #REF! | #REF! | #REF! | #REF! | #REF! | #REF! | #REF! | #REF! | #REF! | #REF! | #REF! | #REF! | #REF! | #REF! | #REF! | #REF! | #REF! | #REF! | #REF! | #REF! | #REF! | #REF! | #REF! | #REF! | #REF! | #REF! | #REF! | #REF! | #REF! | #REF! | #REF!
M100 | D1 | ouest_ | Industry | 0 | 50% | Industry | D1M100 | #REF! | #REF! | #REF! | #REF! | #REF! | #REF! | #REF! | #REF! | #REF! | #REF! | #REF! | #REF! | #REF! | #REF! | #REF! | #REF! | #REF! | #REF! | #REF! | #REF! | #REF! | #REF! | #REF! | #REF! | #REF! | #REF! | #REF! | #REF! | #REF! | #REF! | #REF!
M100 | D1 | ouest_ | Other | 0 | 50% | Other | D1M100 | #REF! | #REF! | #REF! | #REF! | #REF! | #REF! | #REF! | #REF! | #REF! | #REF! | #REF! | #REF! | #REF! | #REF! | #REF! | #REF! | #REF! | #REF! | #REF! | #REF! | #REF! | #REF! | #REF! | #REF! | #REF! | #REF! | #REF! | #REF! | #REF! | #REF! | #REF!
H100 | D1 | ouest_ | Household | 0 | 50% | Household | D1H100 | #REF! | #REF! | #REF! | #REF! | #REF! | #REF! | #REF! | #REF! | #REF! | #REF! | #REF! | #REF! | #REF! | #REF! | #REF! | #REF! | #REF! | #REF! | #REF! | #REF! | #REF! | #REF! | #REF! | #REF! | #REF! | #REF! | #REF! | #REF! | #REF! | #REF! | #REF!
H100 | D1 | ouest_ | Industry | 0 | 50% | Industry | D1H100 | #REF! | #REF! | #REF! | #REF! | #REF! | #REF! | #REF! | #REF! | #REF! | #REF! | #REF! | #REF! | #REF! | #REF! | #REF! | #REF! | #REF! | #REF! | #REF! | #REF! | #REF! | #REF! | #REF! | #REF! | #REF! | #REF! | #REF! | #REF! | #REF! | #REF! | #REF!
H100 | D1 | ouest_ | Other | 0 | 50% | Other | D1H100 | #REF! | #REF! | #REF! | #REF! | #REF! | #REF! | #REF! | #REF! | #REF! | #REF! | #REF! | #REF! | #REF! | #REF! | #REF! | #REF! | #REF! | #REF! | #REF! | #REF! | #REF! | #REF! | #REF! | #REF! | #REF! | #REF! | #REF! | #REF! | #REF! | #REF! | #REF!
[29 empty] | 0.5 | 0.5 | 0.5 | 0.5 | 0.5 | 0.5 | 0.5 | 0.5 | 0.5 | 0.5
L50 | D2 | sud_ | Household | 0 | 100% | Household | D2L50 | #REF! | #REF! | #REF! | #REF! | #REF! | #REF! | #REF! | #REF! | #REF! | #REF! | #REF! | #REF! | #REF! | #REF! | #REF! | #REF! | #REF! | #REF! | #REF! | #REF! | #REF! | #REF! | #REF! | #REF! | #REF! | #REF! | #REF! | #REF! | #REF! | #REF! | #REF!
L50 | D2 | sud_ | Industry | 0 | 100% | Industry | D2L50 | #REF! | #REF! | #REF! | #REF! | #REF! | #REF! | #REF! | #REF! | #REF! | #REF! | #REF! | #REF! | #REF! | #REF! | #REF! | #REF! | #REF! | #REF! | #REF! | #REF! | #REF! | #REF! | #REF! | #REF! | #REF! | #REF! | #REF! | #REF! | #REF! | #REF! | #REF!
L50 | D2 | sud_ | Other | 0 | 100% | Other | D2L50 | #REF! | #REF! | #REF! | #REF! | #REF! | #REF! | #REF! | #REF! | #REF! | #REF! | #REF! | #REF! | #REF! | #REF! | #REF! | #REF! | #REF! | #REF! | #REF! | #REF! | #REF! | #REF! | #REF! | #REF! | #REF! | #REF! | #REF! | #REF! | #REF! | #REF! | #REF!
M50 | D2 | sud_ | Household | 0 | 100% | Household | D2M50 | #REF! | #REF! | #REF! | #REF! | #REF! | #REF! | #REF! | #REF! | #REF! | #REF! | #REF! | #REF! | #REF! | #REF! | #REF! | #REF! | #REF! | #REF! | #REF! | #REF! | #REF! | #REF! | #REF! | #REF! | #REF! | #REF! | #REF! | #REF! | #REF! | #REF! | #REF!
M50 | D2 | sud_ | Industry | 0 | 100% | Industry | D2M50 | #REF! | #REF! | #REF! | #REF! | #REF! | #REF! | #REF! | #REF! | #REF! | #REF! | #REF! | #REF! | #REF! | #REF! | #REF! | #REF! | #REF! | #REF! | #REF! | #REF! | #REF! | #REF! | #REF! | #REF! | #REF! | #REF! | #REF! | #REF! | #REF! | #REF! | #REF!
M50 | D2 | sud_ | Other | 0 | 100% | Other | D2M50 | #REF! | #REF! | #REF! | #REF! | #REF! | #REF! | #REF! | #REF! | #REF! | #REF! | #REF! | #REF! | #REF! | #REF! | #REF! | #REF! | #REF! | #REF! | #REF! | #REF! | #REF! | #REF! | #REF! | #REF! | #REF! | #REF! | #REF! | #REF! | #REF! | #REF! | #REF!
H50 | D2 | sud_ | Household | 0 | 75% | Household | D2H50 | #REF! | #REF! | #REF! | #REF! | #REF! | #REF! | #REF! | #REF! | #REF! | #REF! | #REF! | #REF! | #REF! | #REF! | #REF! | #REF! | #REF! | #REF! | #REF! | #REF! | #REF! | #REF! | #REF! | #REF! | #REF! | #REF! | #REF! | #REF! | #REF! | #REF! | #REF!
H50 | D2 | sud_ | Industry | 0 | 75% | Industry | D2H50 | #REF! | #REF! | #REF! | #REF! | #REF! | #REF! | #REF! | #REF! | #REF! | #REF! | #REF! | #REF! | #REF! | #REF! | #REF! | #REF! | #REF! | #REF! | #REF! | #REF! | #REF! | #REF! | #REF! | #REF! | #REF! | #REF! | #REF! | #REF! | #REF! | #REF! | #REF!
H50 | D2 | sud_ | Other | 0 | 75% | Other | D2H50 | #REF! | #REF! | #REF! | #REF! | #REF! | #REF! | #REF! | #REF! | #REF! | #REF! | #REF! | #REF! | #REF! | #REF! | #REF! | #REF! | #REF! | #REF! | #REF! | #REF! | #REF! | #REF! | #REF! | #REF! | #REF! | #REF! | #REF! | #REF! | #REF! | #REF! | #REF!
L75 | D2 | sud_ | Household | 0 | 75% | Household | D2L75 | #REF! | #REF! | #REF! | #REF! | #REF! | #REF! | #REF! | #REF! | #REF! | #REF! | #REF! | #REF! | #REF! | #REF! | #REF! | #REF! | #REF! | #REF! | #REF! | #REF! | #REF! | #REF! | #REF! | #REF! | #REF! | #REF! | #REF! | #REF! | #REF! | #REF! | #REF!
L75 | D2 | sud_ | Industry | 0 | 75% | Industry | D2L75 | #REF! | #REF! | #REF! | #REF! | #REF! | #REF! | #REF! | #REF! | #REF! | #REF! | #REF! | #REF! | #REF! | #REF! | #REF! | #REF! | #REF! | #REF! | #REF! | #REF! | #REF! | #REF! | #REF! | #REF! | #REF! | #REF! | #REF! | #REF! | #REF! | #REF! | #REF!
L75 | D2 | sud_ | Other | 0 | 75% | Other | D2L75 | #REF! | #REF! | #REF! | #REF! | #REF! | #REF! | #REF! | #REF! | #REF! | #REF! | #REF! | #REF! | #REF! | #REF! | #REF! | #REF! | #REF! | #REF! | #REF! | #REF! | #REF! | #REF! | #REF! | #REF! | #REF! | #REF! | #REF! | #REF! | #REF! | #REF! | #REF!
M75 | D2 | sud_ | Household | 0 | 75% | Household | D2M75 | #REF! | #REF! | #REF! | #REF! | #REF! | #REF! | #REF! | #REF! | #REF! | #REF! | #REF! | #REF! | #REF! | #REF! | #REF! | #REF! | #REF! | #REF! | #REF! | #REF! | #REF! | #REF! | #REF! | #REF! | #REF! | #REF! | #REF! | #REF! | #REF! | #REF! | #REF!
M75 | D2 | sud_ | Industry | 0 | 75% | Industry | D2M75 | #REF! | #REF! | #REF! | #REF! | #REF! | #REF! | #REF! | #REF! | #REF! | #REF! | #REF! | #REF! | #REF! | #REF! | #REF! | #REF! | #REF! | #REF! | #REF! | #REF! | #REF! | #REF! | #REF! | #REF! | #REF! | #REF! | #REF! | #REF! | #REF! | #REF! | #REF!
M75 | D2 | sud_ | Other | 0 | 75% | Other | D2M75 | #REF! | #REF! | #REF! | #REF! | #REF! | #REF! | #REF! | #REF! | #REF! | #REF! | #REF! | #REF! | #REF! | #REF! | #REF! | #REF! | #REF! | #REF! | #REF! | #REF! | #REF! | #REF! | #REF! | #REF! | #REF! | #REF! | #REF! | #REF! | #REF! | #REF! | #REF!
H75 | D2 | sud_ | Household | 0 | 75% | Household | D2H75 | #REF! | #REF! | #REF! | #REF! | #REF! | #REF! | #REF! | #REF! | #REF! | #REF! | #REF! | #REF! | #REF! | #REF! | #REF! | #REF! | #REF! | #REF! | #REF! | #REF! | #REF! | #REF! | #REF! | #REF! | #REF! | #REF! | #REF! | #REF! | #REF! | #REF! | #REF!
H75 | D2 | sud_ | Industry | 0 | 75% | Industry | D2H75 | #REF! | #REF! | #REF! | #REF! | #REF! | #REF! | #REF! | #REF! | #REF! | #REF! | #REF! | #REF! | #REF! | #REF! | #REF! | #REF! | #REF! | #REF! | #REF! | #REF! | #REF! | #REF! | #REF! | #REF! | #REF! | #REF! | #REF! | #REF! | #REF! | #REF! | #REF!
H75 | D2 | sud_ | Other | 0 | 75% | Other | D2H75 | #REF! | #REF! | #REF! | #REF! | #REF! | #REF! | #REF! | #REF! | #REF! | #REF! | #REF! | #REF! | #REF! | #REF! | #REF! | #REF! | #REF! | #REF! | #REF! | #REF! | #REF! | #REF! | #REF! | #REF! | #REF! | #REF! | #REF! | #REF! | #REF! | #REF! | #REF!
L100 | D2 | sud_ | Household | 0 | 50% | Household | D2L100 | #REF! | #REF! | #REF! | #REF! | #REF! | #REF! | #REF! | #REF! | #REF! | #REF! | #REF! | #REF! | #REF! | #REF! | #REF! | #REF! | #REF! | #REF! | #REF! | #REF! | #REF! | #REF! | #REF! | #REF! | #REF! | #REF! | #REF! | #REF! | #REF! | #REF! | #REF!
L100 | D2 | sud_ | Industry | 0 | 50% | Industry | D2L100 | #REF! | #REF! | #REF! | #REF! | #REF! | #REF! | #REF! | #REF! | #REF! | #REF! | #REF! | #REF! | #REF! | #REF! | #REF! | #REF! | #REF! | #REF! | #REF! | #REF! | #REF! | #REF! | #REF! | #REF! | #REF! | #REF! | #REF! | #REF! | #REF! | #REF! | #REF!
L100 | D2 | sud_ | Other | 0 | 50% | Other | D2L100 | #REF! | #REF! | #REF! | #REF! | #REF! | #REF! | #REF! | #REF! | #REF! | #REF! | #REF! | #REF! | #REF! | #REF! | #REF! | #REF! | #REF! | #REF! | #REF! | #REF! | #REF! | #REF! | #REF! | #REF! | #REF! | #REF! | #REF! | #REF! | #REF! | #REF! | #REF!
M100 | D2 | sud_ | Household | 0 | 50% | Household | D2M100 | #REF! | #REF! | #REF! | #REF! | #REF! | #REF! | #REF! | #REF! | #REF! | #REF! | #REF! | #REF! | #REF! | #REF! | #REF! | #REF! | #REF! | #REF! | #REF! | #REF! | #REF! | #REF! | #REF! | #REF! | #REF! | #REF! | #REF! | #REF! | #REF! | #REF! | #REF!
M100 | D2 | sud_ | Industry | 0 | 50% | Industry | D2M100 | #REF! | #REF! | #REF! | #REF! | #REF! | #REF! | #REF! | #REF! | #REF! | #REF! | #REF! | #REF! | #REF! | #REF! | #REF! | #REF! | #REF! | #REF! | #REF! | #REF! | #REF! | #REF! | #REF! | #REF! | #REF! | #REF! | #REF! | #REF! | #REF! | #REF! | #REF!
M100 | D2 | sud_ | Other | 0 | 50% | Other | D2M100 | #REF! | #REF! | #REF! | #REF! | #REF! | #REF! | #REF! | #REF! | #REF! | #REF! | #REF! | #REF! | #REF! | #REF! | #REF! | #REF! | #REF! | #REF! | #REF! | #REF! | #REF! | #REF! | #REF! | #REF! | #REF! | #REF! | #REF! | #REF! | #REF! | #REF! | #REF!
H100 | D2 | sud_ | Household | 0 | 50% | Household | D2H100 | #REF! | #REF! | #REF! | #REF! | #REF! | #REF! | #REF! | #REF! | #REF! | #REF! | #REF! | #REF! | #REF! | #REF! | #REF! | #REF! | #REF! | #REF! | #REF! | #REF! | #REF! | #REF! | #REF! | #REF! | #REF! | #REF! | #REF! | #REF! | #REF! | #REF! | #REF!
H100 | D2 | sud_ | Industry | 0 | 50% | Industry | D2H100 | #REF! | #REF! | #REF! | #REF! | #REF! | #REF! | #REF! | #REF! | #REF! | #REF! | #REF! | #REF! | #REF! | #REF! | #REF! | #REF! | #REF! | #REF! | #REF! | #REF! | #REF! | #REF! | #REF! | #REF! | #REF! | #REF! | #REF! | #REF! | #REF! | #REF! | #REF!
H100 | D2 | sud_ | Other | 0 | 50% | Other | D2H100 | #REF! | #REF! | #REF! | #REF! | #REF! | #REF! | #REF! | #REF! | #REF! | #REF! | #REF! | #REF! | #REF! | #REF! | #REF! | #REF! | #REF! | #REF! | #REF! | #REF! | #REF! | #REF! | #REF! | #REF! | #REF! | #REF! | #REF! | #REF! | #REF! | #REF! | #REF!
[28 empty] | 1 | 0.5 | 0.5 | 0.5 | 0.5 | 0.5 | 0.5 | 0.5 | 0.5 | 0.5 | 0.5
L50 | D3 | est_ | Household | 0 | 50% | Household | D3L50 | #REF! | #REF! | #REF! | #REF! | #REF! | #REF! | #REF! | #REF! | #REF! | #REF! | #REF! | #REF! | #REF! | #REF! | #REF! | #REF! | #REF! | #REF! | #REF! | #REF! | #REF! | #REF! | #REF! | #REF! | #REF! | #REF! | #REF! | #REF! | #REF! | #REF! | #REF!
L50 | D3 | est_ | Industry | 0 | 50% | Industry | D3L50 | #REF! | #REF! | #REF! | #REF! | #REF! | #REF! | #REF! | #REF! | #REF! | #REF! | #REF! | #REF! | #REF! | #REF! | #REF! | #REF! | #REF! | #REF! | #REF! | #REF! | #REF! | #REF! | #REF! | #REF! | #REF! | #REF! | #REF! | #REF! | #REF! | #REF! | #REF!
L50 | D3 | est_ | Other | 0 | 50% | Other | D3L50 | #REF! | #REF! | #REF! | #REF! | #REF! | #REF! | #REF! | #REF! | #REF! | #REF! | #REF! | #REF! | #REF! | #REF! | #REF! | #REF! | #REF! | #REF! | #REF! | #REF! | #REF! | #REF! | #REF! | #REF! | #REF! | #REF! | #REF! | #REF! | #REF! | #REF! | #REF!
M50 | D3 | est_ | Household | 0 | 50% | Household | D3M50 | #REF! | #REF! | #REF! | #REF! | #REF! | #REF! | #REF! | #REF! | #REF! | #REF! | #REF! | #REF! | #REF! | #REF! | #REF! | #REF! | #REF! | #REF! | #REF! | #REF! | #REF! | #REF! | #REF! | #REF! | #REF! | #REF! | #REF! | #REF! | #REF! | #REF! | #REF!
M50 | D3 | est_ | Industry | 0 | 50% | Industry | D3M50 | #REF! | #REF! | #REF! | #REF! | #REF! | #REF! | #REF! | #REF! | #REF! | #REF! | #REF! | #REF! | #REF! | #REF! | #REF! | #REF! | #REF! | #REF! | #REF! | #REF! | #REF! | #REF! | #REF! | #REF! | #REF! | #REF! | #REF! | #REF! | #REF! | #REF! | #REF!
M50 | D3 | est_ | Other | 0 | 50% | Other | D3M50 | #REF! | #REF! | #REF! | #REF! | #REF! | #REF! | #REF! | #REF! | #REF! | #REF! | #REF! | #REF! | #REF! | #REF! | #REF! | #REF! | #REF! | #REF! | #REF! | #REF! | #REF! | #REF! | #REF! | #REF! | #REF! | #REF! | #REF! | #REF! | #REF! | #REF! | #REF!
H50 | D3 | est_ | Household | 0 | 50% | Household | D3H50 | #REF! | #REF! | #REF! | #REF! | #REF! | #REF! | #REF! | #REF! | #REF! | #REF! | #REF! | #REF! | #REF! | #REF! | #REF! | #REF! | #REF! | #REF! | #REF! | #REF! | #REF! | #REF! | #REF! | #REF! | #REF! | #REF! | #REF! | #REF! | #REF! | #REF! | #REF!
H50 | D3 | est_ | Industry | 0 | 50% | Industry | D3H50 | #REF! | #REF! | #REF! | #REF! | #REF! | #REF! | #REF! | #REF! | #REF! | #REF! | #REF! | #REF! | #REF! | #REF! | #REF! | #REF! | #REF! | #REF! | #REF! | #REF! | #REF! | #REF! | #REF! | #REF! | #REF! | #REF! | #REF! | #REF! | #REF! | #REF! | #REF!
H50 | D3 | est_ | Other | 0 | 50% | Other | D3H50 | #REF! | #REF! | #REF! | #REF! | #REF! | #REF! | #REF! | #REF! | #REF! | #REF! | #REF! | #REF! | #REF! | #REF! | #REF! | #REF! | #REF! | #REF! | #REF! | #REF! | #REF! | #REF! | #REF! | #REF! | #REF! | #REF! | #REF! | #REF! | #REF! | #REF! | #REF!
L75 | D3 | est_ | Household | 0 | 25% | Household | D3L75 | #REF! | #REF! | #REF! | #REF! | #REF! | #REF! | #REF! | #REF! | #REF! | #REF! | #REF! | #REF! | #REF! | #REF! | #REF! | #REF! | #REF! | #REF! | #REF! | #REF! | #REF! | #REF! | #REF! | #REF! | #REF! | #REF! | #REF! | #REF! | #REF! | #REF! | #REF!
L75 | D3 | est_ | Industry | 0 | 25% | Industry | D3L75 | #REF! | #REF! | #REF! | #REF! | #REF! | #REF! | #REF! | #REF! | #REF! | #REF! | #REF! | #REF! | #REF! | #REF! | #REF! | #REF! | #REF! | #REF! | #REF! | #REF! | #REF! | #REF! | #REF! | #REF! | #REF! | #REF! | #REF! | #REF! | #REF! | #REF! | #REF!
L75 | D3 | est_ | Other | 0 | 25% | Other | D3L75 | #REF! | #REF! | #REF! | #REF! | #REF! | #REF! | #REF! | #REF! | #REF! | #REF! | #REF! | #REF! | #REF! | #REF! | #REF! | #REF! | #REF! | #REF! | #REF! | #REF! | #REF! | #REF! | #REF! | #REF! | #REF! | #REF! | #REF! | #REF! | #REF! | #REF! | #REF!
M75 | D3 | est_ | Household | 0 | 25% | Household | D3M75 | #REF! | #REF! | #REF! | #REF! | #REF! | #REF! | #REF! | #REF! | #REF! | #REF! | #REF! | #REF! | #REF! | #REF! | #REF! | #REF! | #REF! | #REF! | #REF! | #REF! | #REF! | #REF! | #REF! | #REF! | #REF! | #REF! | #REF! | #REF! | #REF! | #REF! | #REF!
M75 | D3 | est_ | Industry | 0 | 25% | Industry | D3M75 | #REF! | #REF! | #REF! | #REF! | #REF! | #REF! | #REF! | #REF! | #REF! | #REF! | #REF! | #REF! | #REF! | #REF! | #REF! | #REF! | #REF! | #REF! | #REF! | #REF! | #REF! | #REF! | #REF! | #REF! | #REF! | #REF! | #REF! | #REF! | #REF! | #REF! | #REF!
M75 | D3 | est_ | Other | 0 | 25% | Other | D3M75 | #REF! | #REF! | #REF! | #REF! | #REF! | #REF! | #REF! | #REF! | #REF! | #REF! | #REF! | #REF! | #REF! | #REF! | #REF! | #REF! | #REF! | #REF! | #REF! | #REF! | #REF! | #REF! | #REF! | #REF! | #REF! | #REF! | #REF! | #REF! | #REF! | #REF! | #REF!
H75 | D3 | est_ | Household | 0 | 25% | Household | D3H75 | #REF! | #REF! | #REF! | #REF! | #REF! | #REF! | #REF! | #REF! | #REF! | #REF! | #REF! | #REF! | #REF! | #REF! | #REF! | #REF! | #REF! | #REF! | #REF! | #REF! | #REF! | #REF! | #REF! | #REF! | #REF! | #REF! | #REF! | #REF! | #REF! | #REF! | #REF!
H75 | D3 | est_ | Industry | 0 | 25% | Industry | D3H75 | #REF! | #REF! | #REF! | #REF! | #REF! | #REF! | #REF! | #REF! | #REF! | #REF! | #REF! | #REF! | #REF! | #REF! | #REF! | #REF! | #REF! | #REF! | #REF! | #REF! | #REF! | #REF! | #REF! | #REF! | #REF! | #REF! | #REF! | #REF! | #REF! | #REF! | #REF!
H75 | D3 | est_ | Other | 0 | 25% | Other | D3H75 | #REF! | #REF! | #REF! | #REF! | #REF! | #REF! | #REF! | #REF! | #REF! | #REF! | #REF! | #REF! | #REF! | #REF! | #REF! | #REF! | #REF! | #REF! | #REF! | #REF! | #REF! | #REF! | #REF! | #REF! | #REF! | #REF! | #REF! | #REF! | #REF! | #REF! | #REF!
L100 | D3 | est_ | Household | 0 | 25% | Household | D3L100 | #REF! | #REF! | #REF! | #REF! | #REF! | #REF! | #REF! | #REF! | #REF! | #REF! | #REF! | #REF! | #REF! | #REF! | #REF! | #REF! | #REF! | #REF! | #REF! | #REF! | #REF! | #REF! | #REF! | #REF! | #REF! | #REF! | #REF! | #REF! | #REF! | #REF! | #REF!
L100 | D3 | est_ | Industry | 0 | 25% | Industry | D3L100 | #REF! | #REF! | #REF! | #REF! | #REF! | #REF! | #REF! | #REF! | #REF! | #REF! | #REF! | #REF! | #REF! | #REF! | #REF! | #REF! | #REF! | #REF! | #REF! | #REF! | #REF! | #REF! | #REF! | #REF! | #REF! | #REF! | #REF! | #REF! | #REF! | #REF! | #REF!
L100 | D3 | est_ | Other | 0 | 25% | Other | D3L100 | #REF! | #REF! | #REF! | #REF! | #REF! | #REF! | #REF! | #REF! | #REF! | #REF! | #REF! | #REF! | #REF! | #REF! | #REF! | #REF! | #REF! | #REF! | #REF! | #REF! | #REF! | #REF! | #REF! | #REF! | #REF! | #REF! | #REF! | #REF! | #REF! | #REF! | #REF!
M100 | D3 | est_ | Household | 0 | 25% | Household | D3M100 | #REF! | #REF! | #REF! | #REF! | #REF! | #REF! | #REF! | #REF! | #REF! | #REF! | #REF! | #REF! | #REF! | #REF! | #REF! | #REF! | #REF! | #REF! | #REF! | #REF! | #REF! | #REF! | #REF! | #REF! | #REF! | #REF! | #REF! | #REF! | #REF! | #REF! | #REF!
M100 | D3 | est_ | Industry | 0 | 25% | Industry | D3M100 | #REF! | #REF! | #REF! | #REF! | #REF! | #REF! | #REF! | #REF! | #REF! | #REF! | #REF! | #REF! | #REF! | #REF! | #REF! | #REF! | #REF! | #REF! | #REF! | #REF! | #REF! | #REF! | #REF! | #REF! | #REF! | #REF! | #REF! | #REF! | #REF! | #REF! | #REF!
M100 | D3 | est_ | Other | 0 | 25% | Other | D3M100 | #REF! | #REF! | #REF! | #REF! | #REF! | #REF! | #REF! | #REF! | #REF! | #REF! | #REF! | #REF! | #REF! | #REF! | #REF! | #REF! | #REF! | #REF! | #REF! | #REF! | #REF! | #REF! | #REF! | #REF! | #REF! | #REF! | #REF! | #REF! | #REF! | #REF! | #REF!
H100 | D3 | est_ | Household | 0 | 25% | Household | D3H100 | #REF! | #REF! | #REF! | #REF! | #REF! | #REF! | #REF! | #REF! | #REF! | #REF! | #REF! | #REF! | #REF! | #REF! | #REF! | #REF! | #REF! | #REF! | #REF! | #REF! | #REF! | #REF! | #REF! | #REF! | #REF! | #REF! | #REF! | #REF! | #REF! | #REF! | #REF!
H100 | D3 | est_ | Industry | 0 | 25% | Industry | D3H100 | #REF! | #REF! | #REF! | #REF! | #REF! | #REF! | #REF! | #REF! | #REF! | #REF! | #REF! | #REF! | #REF! | #REF! | #REF! | #REF! | #REF! | #REF! | #REF! | #REF! | #REF! | #REF! | #REF! | #REF! | #REF! | #REF! | #REF! | #REF! | #REF! | #REF! | #REF!
H100 | D3 | est_ | Other | 0 | 25% | Other | D3H100 | #REF! | #REF! | #REF! | #REF! | #REF! | #REF! | #REF! | #REF! | #REF! | #REF! | #REF! | #REF! | #REF! | #REF! | #REF! | #REF! | #REF! | #REF! | #REF! | #REF! | #REF! | #REF! | #REF! | #REF! | #REF! | #REF! | #REF! | #REF! | #REF! | #REF! | #REF!
TWh
Overall
[8 empty] | 2020 | 2021 | 2022 | 2023 | 2024 | 2025 | 2026 | 2027 | 2028 | 2029 | 2030 | 2031 | 2032 | 2033 | 2034 | 2035 | 2036 | 2037 | 2038 | 2039 | 2040 | 2041 | 2042 | 2043 | 2044 | 2045 | 2046 | 2047 | 2048 | 2049 | 2050
[6 empty] | D1 | L50 | #REF! | #REF! | #REF! | #REF! | #REF! | #REF! | #REF! | #REF! | #REF! | #REF! | #REF! | #REF! | #REF! | #REF! | #REF! | #REF! | #REF! | #REF! | #REF! | #REF! | #REF! | #REF! | #REF! | #REF! | #REF! | #REF! | #REF! | #REF! | #REF! | #REF! | #REF!
[6 empty] | D1 | M50 | #REF! | #REF! | #REF! | #REF! | #REF! | #REF! | #REF! | #REF! | #REF! | #REF! | #REF! | #REF! | #REF! | #REF! | #REF! | #REF! | #REF! | #REF! | #REF! | #REF! | #REF! | #REF! | #REF! | #REF! | #REF! | #REF! | #REF! | #REF! | #REF! | #REF! | #REF!
[6 empty] | D1 | H50 | #REF! | #REF! | #REF! | #REF! | #REF! | #REF! | #REF! | #REF! | #REF! | #REF! | #REF! | #REF! | #REF! | #REF! | #REF! | #REF! | #REF! | #REF! | #REF! | #REF! | #REF! | #REF! | #REF! | #REF! | #REF! | #REF! | #REF! | #REF! | #REF! | #REF! | #REF!
[8 empty] | 2020 | 2021 | 2022 | 2023 | 2024 | 2025 | 2026 | 2027 | 2028 | 2029 | 2030 | 2031 | 2032 | 2033 | 2034 | 2035 | 2036 | 2037 | 2038 | 2039 | 2040 | 2041 | 2042 | 2043 | 2044 | 2045 | 2046 | 2047 | 2048 | 2049 | 2050
[6 empty] | D2 | L50 | #REF! | #REF! | #REF! | #REF! | #REF! | #REF! | #REF! | #REF! | #REF! | #REF! | #REF! | #REF! | #REF! | #REF! | #REF! | #REF! | #REF! | #REF! | #REF! | #REF! | #REF! | #REF! | #REF! | #REF! | #REF! | #REF! | #REF! | #REF! | #REF! | #REF! | #REF!
[6 empty] | D2 | M50 | #REF! | #REF! | #REF! | #REF! | #REF! | #REF! | #REF! | #REF! | #REF! | #REF! | #REF! | #REF! | #REF! | #REF! | #REF! | #REF! | #REF! | #REF! | #REF! | #REF! | #REF! | #REF! | #REF! | #REF! | #REF! | #REF! | #REF! | #REF! | #REF! | #REF! | #REF!
[6 empty] | D2 | H50 | #REF! | #REF! | #REF! | #REF! | #REF! | #REF! | #REF! | #REF! | #REF! | #REF! | #REF! | #REF! | #REF! | #REF! | #REF! | #REF! | #REF! | #REF! | #REF! | #REF! | #REF! | #REF! | #REF! | #REF! | #REF! | #REF! | #REF! | #REF! | #REF! | #REF! | #REF!
[8 empty] | 2020 | 2021 | 2022 | 2023 | 2024 | 2025 | 2026 | 2027 | 2028 | 2029 | 2030 | 2031 | 2032 | 2033 | 2034 | 2035 | 2036 | 2037 | 2038 | 2039 | 2040 | 2041 | 2042 | 2043 | 2044 | 2045 | 2046 | 2047 | 2048 | 2049 | 2050
[6 empty] | D3 | L50 | #REF! | #REF! | #REF! | #REF! | #REF! | #REF! | #REF! | #REF! | #REF! | #REF! | #REF! | #REF! | #REF! | #REF! | #REF! | #REF! | #REF! | #REF! | #REF! | #REF! | #REF! | #REF! | #REF! | #REF! | #REF! | #REF! | #REF! | #REF! | #REF! | #REF! | #REF!
[6 empty] | D3 | M50 | #REF! | #REF! | #REF! | #REF! | #REF! | #REF! | #REF! | #REF! | #REF! | #REF! | #REF! | #REF! | #REF! | #REF! | #REF! | #REF! | #REF! | #REF! | #REF! | #REF! | #REF! | #REF! | #REF! | #REF! | #REF! | #REF! | #REF! | #REF! | #REF! | #REF! | #REF!
[6 empty] | D3 | H50 | #REF! | #REF! | #REF! | #REF! | #REF! | #REF! | #REF! | #REF! | #REF! | #REF! | #REF! | #REF! | #REF! | #REF! | #REF! | #REF! | #REF! | #REF! | #REF! | #REF! | #REF! | #REF! | #REF! | #REF! | #REF! | #REF! | #REF! | #REF! | #REF! | #REF! | #REF!
#REF!

## Scenarios
Scencario | 1 | D3 | M50
NOTES: If NA, doesn't change
[10 empty] | End of year remains the same, could do this as a ratio | [12 empty] | Set to L as default
|  |  |  | Power plants | [10 empty] | Fuel costs | [5 empty] | Transmission |  | Demand
[5 empty] | Hydro Availibity | Hydro Capacity | Hydro | Wind Availibility | Wind Capacity | Wind Cost | Solar Capacity (All) | Solar PV Cost | Inga | Wind and solar in reserve margin | Bagasse | Wood | HFO | Diesel | Natural gas | Coal | Losses 2017 | Losses 2040 | Indicate which demand scenario to use
[15 empty] | BM00X00 | BW00X00 | HF00I00 | DS00I00 | NG00X00 | CO00X00 | PWRTRN | PWRTRN | LMH
[5 empty] | 0.56 | 1 | 0 | NOT USED | 1 | 0 | 1 | 0 | 0 | 1 | 1 | 1 | 1 | 1 | 1 | 1 | 0.8 | 0.95 | M50
[5 empty] | SCENARIO DATA | [9 empty] | Indicate where to draw from
Scenario |  | REGION
Reference | 1 | D1 |  |  | 0.56 | 1 | available capacity | 1 | 1 | 0 | 1 | 0 | 0 | 1 | 1 | 1 | 1 | 1 | 1 | 1 | 0.8 | 0.95 | M50 | 1.5
| 1 | D2 |  |  | 0.56 | 1 | available capacity | 1 | 1 | 0 | 1 | 0 | 0 | 1 | 1 | 1 | 1 | 1 | 1 | 1 | 0.8 | 0.95 | M50
| 1 | D3 |  |  | 0.56 | 1 | available capacity | 1 | 1 | 0 | 1 | 0 | 0 | 1 | 1 | 1 | 1 | 1 | 1 | 1 | 0.8 | 0.95 | M50
Wind Class 1 | 2 | D1 |  |  | 0.56 | 1 | available capacity | 1 | 1 | 0 | 1 | 0 | 0 | 1 | 1 | 1 | 1 | 1 | 1 | 1 | 0.8 | 0.95 | L50 | 0.6
| 2 | D2 |  |  | 0.56 | 1 | available capacity | 1 | 1 | 0 | 1 | 0 | 0 | 1 | 1 | 1 | 1 | 1 | 1 | 1 | 0.8 | 0.95 | L50 | 0.45
| 2 | D3 |  |  | 0.56 | 1 | available capacity | 1 | 1 | 0 | 1 | 0 | 0 | 1 | 1 | 1 | 1 | 1 | 1 | 1 | 0.8 | 0.95 | L50 | 0.5
| 3 | D1 |  |  | 0.56 | 1 | available capacity | 1 | 1 | 0 | 1 | 0 | 0 | 1 | 1 | 1 | 1 | 1 | 1 | 1 | 0.8 | 0.95 | H50 | 0.7
| 3 | D2 |  |  | 0.56 | 1 | available capacity | 1 | 1 | 0 | 1 | 0 | 0 | 1 | 1 | 1 | 1 | 1 | 1 | 1 | 0.8 | 0.95 | H50 | 0.8
| 3 | D3 |  |  | 0.56 | 1 | available capacity | 1 | 1 | 0 | 1 | 0 | 0 | 1 | 1 | 1 | 1 | 1 | 1 | 1 | 0.8 | 0.95 | H50 | 1.4
Fuel costs | 4 | D1 |  |  | 0.56 | 1 | available capacity | 1 | 1 | 0 | 1 | 0 | 1 | 1 | 1 | 1 | 1 | 1 | 1 | 1 | 0.8 | 0.95 | M50 | 1.5
| 4 | D2 |  |  | 0.56 | 1 | available capacity | 1 | 1 | 0 | 1 | 0 | 1 | 1 | 1 | 1 | 1 | 1 | 1 | 1 | 0.8 | 0.95 | M50 | 7.45
| 4 | D3 |  |  | 0.56 | 1 | available capacity | 1 | 1 | 0 | 1 | 0 | 0 | 1 | 1 | 1 | 2 | 2 | 2 | 1 | 0.8 | 0.95 | M50
Wind and solar costs | 5 | D1 |  |  | 0.56 | 1 | available capacity | 1 | 1 | -200 | 1 | -200 | 0 | 1 | 1 | 1 | 1 | 1 | 1 | 1 | 0.8 | 0.95 | M50
| 5 | D2 |  |  | 0.56 | 1 | available capacity | 1 | 1 | -200 | 1 | -200 | 0 | 1 | 1 | 1 | 1 | 1 | 1 | 1 | 0.8 | 0.95 | M50
| 5 | D3 |  |  | 0.56 | 1 | available capacity | 1 | 1 | -200 | 1 | -200 | 0 | 1 | 1 | 1 | 1 | 1 | 1 | 1 | 0.8 | 0.95 | M50
Fuel and wind and solar | 6 | D1 |  |  | 0.56 | 1 | available capacity | 1 | 1 | 0 | 1 | 0 | 0 | 1 | 1 | 1 | 3 | 3 | 3 | 1 | 0.8 | 0.95 | M50
| 6 | D2 |  |  | 0.56 | 1 | available capacity | 1 | 1 | 0 | 1 | 0 | 0 | 1 | 1 | 1 | 3 | 3 | 3 | 1 | 0.8 | 0.95 | M50
| 6 | D3 |  |  | 0.56 | 1 | available capacity | 1 | 1 | 0 | 1 | 0 | 0 | 1 | 1 | 1 | 3 | 3 | 3 | 1 | 0.8 | 0.95 | M50
Wind and solar costs | 7 | D1 |  |  | 0.56 | 1 | available capacity | 1 | 1 | -200 | 1 | -200 | 0 | 1 | 1 | 1 | 3 | 3 | 3 | 1 | 0.8 | 0.95 | M50
| 7 | D2 |  |  | 0.56 | 1 | available capacity | 1 | 1 | -200 | 1 | -200 | 0 | 1 | 1 | 1 | 3 | 3 | 3 | 1 | 0.8 | 0.95 | M50
| 7 | D3 |  |  | 0.56 | 1 | available capacity | 1 | 1 | -200 | 1 | -200 | 0 | 1 | 1 | 1 | 3 | 3 | 3 | 1 | 0.8 | 0.95 | M50
Wind and solar costs | 8 | D1 |  |  | 0.56 | 1 | available capacity | 1 | 1 | -200 | 1 | -200 | 1 | 1 | 1 | 1 | 3 | 3 | 3 | 1 | 0.8 | 0.95 | M50
| 8 | D2 |  |  | 0.56 | 1 | available capacity | 1 | 1 | -200 | 1 | -200 | 1 | 1 | 1 | 1 | 3 | 3 | 3 | 1 | 0.8 | 0.95 | M50
| 8 | D3 |  |  | 0.56 | 1 | available capacity | 1 | 1 | -200 | 1 | -200 | 0 | 1 | 1 | 1 | 2 | 2 | 2 | 1 | 0.8 | 0.95 | M50
[16 empty] | East | 8 with even higher fuel costs
[16 empty] | South and West | rerun 6 and 8 with inga, need to give inga capacity because set to zero at the moment, make sure not set to zero elsewhere.
Other plant costs: Million $/PJ/a
Variable O&M (& Import) Costs: Million $ / PJ (//$/GJ)
Fixed O&M Costs: Power plant: Million $ / GW (//$/kW)
Captital power plants
Energy and demands in PJ/a
Power plants in GW: Million $ / GW (//$/kW)
CapacityToActivityUnit{r in REGION, t in TECHNOLOGY}; Units: PJ/GW-YR
Residual capacity power plants GW
Note on K5: [Threaded comment] Your version of Excel allows you to read this threaded comment; however, any edits to it will get removed if the file is opened in a newer version of Excel. Learn more: https://go.microsoft.com/fwlink/?linkid=870924 Comment: Used to downscale Capacity factor to match the turbine class rating
Note on L5: [Threaded comment] Your version of Excel allows you to read this threaded comment; however, any edits to it will get removed if the file is opened in a newer version of Excel. Learn more: https://go.microsoft.com/fwlink/?linkid=870924 Comment: Reflects change in capital cost compared to original in 2020, end of year cost unchanged, intermediate costs will increase or decrease accordingly
Note on K6: [Threaded comment] Your version of Excel allows you to read this threaded comment; however, any edits to it will get removed if the file is opened in a newer version of Excel. Learn more: https://go.microsoft.com/fwlink/?linkid=870924 Comment: Used to downscale Capacity factor to match the turbine class rating
Note on L6: [Threaded comment] Your version of Excel allows you to read this threaded comment; however, any edits to it will get removed if the file is opened in a newer version of Excel. Learn more: https://go.microsoft.com/fwlink/?linkid=870924 Comment: Reflects change in capital cost compared to original
Note on Y6: [Threaded comment] Your version of Excel allows you to read this threaded comment; however, any edits to it will get removed if the file is opened in a newer version of Excel. Learn more: https://go.microsoft.com/fwlink/?linkid=870924 Comment: Demand scenarios taken from ONSSET
Note on X7: [Threaded comment] Your version of Excel allows you to read this threaded comment; however, any edits to it will get removed if the file is opened in a newer version of Excel. Learn more: https://go.microsoft.com/fwlink/?linkid=870924 Comment: updates directly into input sheet
Note on Y7: [Threaded comment] Your version of Excel allows you to read this threaded comment; however, any edits to it will get removed if the file is opened in a newer version of Excel. Learn more: https://go.microsoft.com/fwlink/?linkid=870924 Comment: updates directly into input sheet
Note on L9: [Threaded comment] Your version of Excel allows you to read this threaded comment; however, any edits to it will get removed if the file is opened in a newer version of Excel. Learn more: https://go.microsoft.com/fwlink/?linkid=870924 Comment: Reflects change in capital cost compared to original

## Fuel costs
Loaded in model | 1 when things don't need to change |  |  |  |  | 2020 | 2021 | 2022 | 2023 | 2024 | 2025 | 2026 | 2027 | 2028 | 2029 | 2030 | 2031 | 2032 | 2033 | 2034 | 2035 | 2036 | 2037 | 2038 | 2039 | 2040 | 2041 | 2042 | 2043 | 2044
D1 | 1 | Extraction of Bagasse | BM00X00 | D1BM00X00 |  | 0 | 0 | 0 | 0 | 0 | 0 | 0 | 0 | 0 | 0 | 0 | 0 | 0 | 0 | 0 | 0 | 0 | 0 | 0 | 0 | 0
D1 | 1 | Extraction of Wood | BW00X00 | D1BW00X00 |  | 10.3 | 10.3 | 10.3 | 10.3 | 10.3 | 10.3 | 10.3 | 10.3 | 10.3 | 10.3 | 10.3 | 10.3 | 10.3 | 10.3 | 10.3 | 10.3 | 10.3 | 10.3 | 10.3 | 10.3 | 10.3
D1 | 1 | Supply of Hydro | HY00X00 | D1HY00X00 |  | 0.001 | 0.001 | 0.001 | 0.001 | 0.001 | 0.001 | 0.001 | 0.001 | 0.001 | 0.001 | 0.001 | 0.001 | 0.001 | 0.001 | 0.001 | 0.001 | 0.001 | 0.001 | 0.001 | 0.001 | 0.001
D1 | 1 | Supply of Solar | SO00X00 | D1SO00X00 |  | 0.001 | 0.001 | 0.001 | 0.001 | 0.001 | 0.001 | 0.001 | 0.001 | 0.001 | 0.001 | 0.001 | 0.001 | 0.001 | 0.001 | 0.001 | 0.001 | 0.001 | 0.001 | 0.001 | 0.001 | 0.001
D1 | 1 | Supply of Wind | WD00X00 | D1WD00X00 |  | 0.001 | 0.001 | 0.001 | 0.001 | 0.001 | 0.001 | 0.001 | 0.001 | 0.001 | 0.001 | 0.001 | 0.001 | 0.001 | 0.001 | 0.001 | 0.001 | 0.001 | 0.001 | 0.001 | 0.001 | 0.001
D1 | 1 | Import of HFO | HF00I00 | D1HF00I00 |  | 9.2998 | 9.7 | 10.0999 | 10.5001 | 10.8999 | 11.3001 | 11.7 | 12.1 | 12.5 | 12.9 | 13.3 | 13.46 | 13.62 | 13.78 | 13.94 | 14.1001 | 14.26 | 14.42 | 14.58 | 14.74 | 14.9001
D1 | 1 | Import of Diesel | DS00I00 | D1DS00I00 |  | 13.6333 | 14.2199 | 14.8066 | 15.3932 | 15.9801 | 16.5668 | 17.15 | 17.74 | 18.33 | 18.92 | 19.4999 | 19.73 | 19.96 | 20.19 | 20.42 | 20.6501 | 20.88 | 21.11 | 21.34 | 21.57 | 21.7998
D1 | 1 | Extraction of Natural Gas | NG00X00 | D1NG00X00 |  | 7.4001 | 7.5599 | 7.7201 | 7.8799 | 8.04 | 8.2002 | 8.36 | 8.52 | 8.68 | 8.84 | 8.9999 | 9.22 | 9.44 | 9.66 | 9.88 | 10.0999 | 10.32 | 10.54 | 10.76 | 10.98 | 11.1999
D1 | 1 | Extraction of Coal | CO00X00 | D1CO00X00 |  | 3.2002 | 3.2201 | 3.2401 | 3.2601 | 3.2801 | 3.3 | 3.32 | 3.34 | 3.36 | 3.38 | 3.3999 | 3.43 | 3.46 | 3.49 | 3.52 | 3.5499 | 3.58 | 3.61 | 3.64 | 3.67 | 3.6999
D1 | 1 | Transmission | PWRTRN | D1PWRTRN |  | 0 | 0 | 0 | 0 | 0 | 0 | 0 | 0 | 0 | 0 | 0 | 0 | 0 | 0 | 0 | 0 | 0 | 0 | 0 | 0 | 0
D1 | 1 | IMPELC | IMPELC | D1IMPELC |  | 999 | 999 | 999 | 999 | 999 | 999 | 999 | 999 | 999 | 999 | 999 | 999 | 999 | 999 | 999 | 999 | 999 | 999 | 999 | 999 | 999
D2 | 1 | Extraction of Bagasse | BM00X00 | D2BM00X00 |  | 0 | 0 | 0 | 0 | 0 | 0 | 0 | 0 | 0 | 0 | 0 | 0 | 0 | 0 | 0 | 0 | 0 | 0 | 0 | 0 | 0
D2 | 1 | Extraction of Wood | BW00X00 | D2BW00X00 |  | 10.3 | 10.3 | 10.3 | 10.3 | 10.3 | 10.3 | 10.3 | 10.3 | 10.3 | 10.3 | 10.3 | 10.3 | 10.3 | 10.3 | 10.3 | 10.3 | 10.3 | 10.3 | 10.3 | 10.3 | 10.3
D2 | 1 | Supply of Hydro | HY00X00 | D2HY00X00 |  | 0.001 | 0.001 | 0.001 | 0.001 | 0.001 | 0.001 | 0.001 | 0.001 | 0.001 | 0.001 | 0.001 | 0.001 | 0.001 | 0.001 | 0.001 | 0.001 | 0.001 | 0.001 | 0.001 | 0.001 | 0.001
D2 | 1 | Supply of Solar | SO00X00 | D2SO00X00 |  | 0.001 | 0.001 | 0.001 | 0.001 | 0.001 | 0.001 | 0.001 | 0.001 | 0.001 | 0.001 | 0.001 | 0.001 | 0.001 | 0.001 | 0.001 | 0.001 | 0.001 | 0.001 | 0.001 | 0.001 | 0.001
D2 | 1 | Supply of Wind | WD00X00 | D2WD00X00 |  | 0.001 | 0.001 | 0.001 | 0.001 | 0.001 | 0.001 | 0.001 | 0.001 | 0.001 | 0.001 | 0.001 | 0.001 | 0.001 | 0.001 | 0.001 | 0.001 | 0.001 | 0.001 | 0.001 | 0.001 | 0.001
D2 | 1 | Import of HFO | HF00I00 | D2HF00I00 |  | 9.2998 | 9.7 | 10.0999 | 10.5001 | 10.8999 | 11.3001 | 11.7 | 12.1 | 12.5 | 12.9 | 13.3 | 13.46 | 13.62 | 13.78 | 13.94 | 14.1001 | 14.26 | 14.42 | 14.58 | 14.74 | 14.9001
D2 | 1 | Import of Diesel | DS00I00 | D2DS00I00 |  | 13.6333 | 14.2199 | 14.8066 | 15.3932 | 15.9801 | 16.5668 | 17.15 | 17.74 | 18.33 | 18.92 | 19.4999 | 19.73 | 19.96 | 20.19 | 20.42 | 20.6501 | 20.88 | 21.11 | 21.34 | 21.57 | 21.7998
D2 | 1 | Extraction of Natural Gas | NG00X00 | D2NG00X00 |  | 7.4001 | 7.5599 | 7.7201 | 7.8799 | 8.04 | 8.2002 | 8.36 | 8.52 | 8.68 | 8.84 | 8.9999 | 9.22 | 9.44 | 9.66 | 9.88 | 10.0999 | 10.32 | 10.54 | 10.76 | 10.98 | 11.1999
D2 | 1 | Extraction of Coal | CO00X00 | D2CO00X00 |  | 3.2002 | 3.2201 | 3.2401 | 3.2601 | 3.2801 | 3.3 | 3.32 | 3.34 | 3.36 | 3.38 | 3.3999 | 3.43 | 3.46 | 3.49 | 3.52 | 3.5499 | 3.58 | 3.61 | 3.64 | 3.67 | 3.6999
D2 | 1 | Transmission | PWRTRN | D2PWRTRN |  | 0 | 0 | 0 | 0 | 0 | 0 | 0 | 0 | 0 | 0 | 0 | 0 | 0 | 0 | 0 | 0 | 0 | 0 | 0 | 0 | 0
D2 | 1 | IMPELC | IMPELC | D2IMPELC |  | 999 | 999 | 999 | 999 | 999 | 999 | 999 | 999 | 999 | 999 | 999 | 999 | 999 | 999 | 999 | 999 | 999 | 999 | 999 | 999 | 999
D3 | 1 | Extraction of Bagasse | BM00X00 | D3BM00X00 |  | 0 | 0 | 0 | 0 | 0 | 0 | 0 | 0 | 0 | 0 | 0 | 0 | 0 | 0 | 0 | 0 | 0 | 0 | 0 | 0 | 0
D3 | 1 | Extraction of Wood | BW00X00 | D3BW00X00 |  | 10.3 | 10.3 | 10.3 | 10.3 | 10.3 | 10.3 | 10.3 | 10.3 | 10.3 | 10.3 | 10.3 | 10.3 | 10.3 | 10.3 | 10.3 | 10.3 | 10.3 | 10.3 | 10.3 | 10.3 | 10.3
D3 | 1 | Supply of Hydro | HY00X00 | D3HY00X00 |  | 0.001 | 0.001 | 0.001 | 0.001 | 0.001 | 0.001 | 0.001 | 0.001 | 0.001 | 0.001 | 0.001 | 0.001 | 0.001 | 0.001 | 0.001 | 0.001 | 0.001 | 0.001 | 0.001 | 0.001 | 0.001
D3 | 1 | Supply of Solar | SO00X00 | D3SO00X00 |  | 0.001 | 0.001 | 0.001 | 0.001 | 0.001 | 0.001 | 0.001 | 0.001 | 0.001 | 0.001 | 0.001 | 0.001 | 0.001 | 0.001 | 0.001 | 0.001 | 0.001 | 0.001 | 0.001 | 0.001 | 0.001
D3 | 1 | Supply of Wind | WD00X00 | D3WD00X00 |  | 0.001 | 0.001 | 0.001 | 0.001 | 0.001 | 0.001 | 0.001 | 0.001 | 0.001 | 0.001 | 0.001 | 0.001 | 0.001 | 0.001 | 0.001 | 0.001 | 0.001 | 0.001 | 0.001 | 0.001 | 0.001
D3 | 1 | Import of HFO | HF00I00 | D3HF00I00 |  | 9.2998 | 9.7 | 10.0999 | 10.5001 | 10.8999 | 11.3001 | 11.7 | 12.1 | 12.5 | 12.9 | 13.3 | 13.46 | 13.62 | 13.78 | 13.94 | 14.1001 | 14.26 | 14.42 | 14.58 | 14.74 | 14.9001
D3 | 1 | Import of Diesel | DS00I00 | D3DS00I00 |  | 13.6333 | 14.2199 | 14.8066 | 15.3932 | 15.9801 | 16.5668 | 17.15 | 17.74 | 18.33 | 18.92 | 19.4999 | 19.73 | 19.96 | 20.19 | 20.42 | 20.6501 | 20.88 | 21.11 | 21.34 | 21.57 | 21.7998
D3 | 1 | Extraction of Natural Gas | NG00X00 | D3NG00X00 |  | 7.4001 | 7.5599 | 7.7201 | 7.8799 | 8.04 | 8.2002 | 8.36 | 8.52 | 8.68 | 8.84 | 8.9999 | 9.22 | 9.44 | 9.66 | 9.88 | 10.0999 | 10.32 | 10.54 | 10.76 | 10.98 | 11.1999
D3 | 1 | Extraction of Coal | CO00X00 | D3CO00X00 |  | 3.2002 | 3.2201 | 3.2401 | 3.2601 | 3.2801 | 3.3 | 3.32 | 3.34 | 3.36 | 3.38 | 3.3999 | 3.43 | 3.46 | 3.49 | 3.52 | 3.5499 | 3.58 | 3.61 | 3.64 | 3.67 | 3.6999
D3 | 1 | Transmission | PWRTRN | D3PWRTRN |  | 0 | 0 | 0 | 0 | 0 | 0 | 0 | 0 | 0 | 0 | 0 | 0 | 0 | 0 | 0 | 0 | 0 | 0 | 0 | 0 | 0
D3 | 1 | IMPELC | IMPELC | D3IMPELC |  | 999 | 999 | 999 | 999 | 999 | 999 | 999 | 999 | 999 | 999 | 999 | 999 | 999 | 999 | 999 | 999 | 999 | 999 | 999 | 999 | 999
Scenario | 1 | Scenarios 2 and 3 are relative to the base |  |  | factor multiplier | 2020 | 2021 | 2022 | 2023 | 2024 | 2025 | 2026 | 2027 | 2028 | 2029 | 2030 | 2031 | 2032 | 2033 | 2034 | 2035 | 2036 | 2037 | 2038 | 2039 | 2040 | 2041 | 2042 | 2043 | 2044
D1 | 1 | Extraction of Bagasse | BM00X00 | D1BM00X00 | 1 | 0 | 0 | 0 | 0 | 0 | 0 | 0 | 0 | 0 | 0 | 0 | 0 | 0 | 0 | 0 | 0 | 0 | 0 | 0 | 0 | 0
D1 | 1 | Extraction of Wood | BW00X00 | D1BW00X00 | 1 | 10.3 | 10.3 | 10.3 | 10.3 | 10.3 | 10.3 | 10.3 | 10.3 | 10.3 | 10.3 | 10.3 | 10.3 | 10.3 | 10.3 | 10.3 | 10.3 | 10.3 | 10.3 | 10.3 | 10.3 | 10.3
D1 | 1 | Supply of Hydro | HY00X00 | D1HY00X00 | 1 | 0.001 | 0.001 | 0.001 | 0.001 | 0.001 | 0.001 | 0.001 | 0.001 | 0.001 | 0.001 | 0.001 | 0.001 | 0.001 | 0.001 | 0.001 | 0.001 | 0.001 | 0.001 | 0.001 | 0.001 | 0.001
D1 | 1 | Supply of Solar | SO00X00 | D1SO00X00 | 1 | 0.001 | 0.001 | 0.001 | 0.001 | 0.001 | 0.001 | 0.001 | 0.001 | 0.001 | 0.001 | 0.001 | 0.001 | 0.001 | 0.001 | 0.001 | 0.001 | 0.001 | 0.001 | 0.001 | 0.001 | 0.001
D1 | 1 | Supply of Wind | WD00X00 | D1WD00X00 | 1 | 0.001 | 0.001 | 0.001 | 0.001 | 0.001 | 0.001 | 0.001 | 0.001 | 0.001 | 0.001 | 0.001 | 0.001 | 0.001 | 0.001 | 0.001 | 0.001 | 0.001 | 0.001 | 0.001 | 0.001 | 0.001
D1 | 1 | Import of HFO | HF00I00 | D1HF00I00 | 1 | 9.2998 | 9.7 | 10.0999 | 10.5001 | 10.8999 | 11.3001 | 11.7 | 12.1 | 12.5 | 12.9 | 13.3 | 13.46 | 13.62 | 13.78 | 13.94 | 14.1001 | 14.26 | 14.42 | 14.58 | 14.74 | 14.9001
D1 | 1 | Import of Diesel | DS00I00 | D1DS00I00 | 1 | 13.6333 | 14.2199 | 14.8066 | 15.3932 | 15.9801 | 16.5668 | 17.15 | 17.74 | 18.33 | 18.92 | 19.4999 | 19.73 | 19.96 | 20.19 | 20.42 | 20.6501 | 20.88 | 21.11 | 21.34 | 21.57 | 21.7998
D1 | 1 | Extraction of Natural Gas | NG00X00 | D1NG00X00 | 1 | 7.4001 | 7.5599 | 7.7201 | 7.8799 | 8.04 | 8.2002 | 8.36 | 8.52 | 8.68 | 8.84 | 8.9999 | 9.22 | 9.44 | 9.66 | 9.88 | 10.0999 | 10.32 | 10.54 | 10.76 | 10.98 | 11.1999
D1 | 1 | Extraction of Coal | CO00X00 | D1CO00X00 | 1 | 3.2002 | 3.2201 | 3.2401 | 3.2601 | 3.2801 | 3.3 | 3.32 | 3.34 | 3.36 | 3.38 | 3.3999 | 3.43 | 3.46 | 3.49 | 3.52 | 3.5499 | 3.58 | 3.61 | 3.64 | 3.67 | 3.6999
D1 | 1 | Transmission | PWRTRN | D1PWRTRN | 1 | 0 | 0 | 0 | 0 | 0 | 0 | 0 | 0 | 0 | 0 | 0 | 0 | 0 | 0 | 0 | 0 | 0 | 0 | 0 | 0 | 0
D1 | 1 | IMPELC | IMPELC | D1IMPELC | 1 | 999 | 999 | 999 | 999 | 999 | 999 | 999 | 999 | 999 | 999 | 999 | 999 | 999 | 999 | 999 | 999 | 999 | 999 | 999 | 999 | 999
D2 | 1 | Extraction of Bagasse | BM00X00 | D2BM00X00 | 1 | 0 | 0 | 0 | 0 | 0 | 0 | 0 | 0 | 0 | 0 | 0 | 0 | 0 | 0 | 0 | 0 | 0 | 0 | 0 | 0 | 0
D2 | 1 | Extraction of Wood | BW00X00 | D2BW00X00 | 1 | 10.3 | 10.3 | 10.3 | 10.3 | 10.3 | 10.3 | 10.3 | 10.3 | 10.3 | 10.3 | 10.3 | 10.3 | 10.3 | 10.3 | 10.3 | 10.3 | 10.3 | 10.3 | 10.3 | 10.3 | 10.3
D2 | 1 | Supply of Hydro | HY00X00 | D2HY00X00 | 1 | 0.001 | 0.001 | 0.001 | 0.001 | 0.001 | 0.001 | 0.001 | 0.001 | 0.001 | 0.001 | 0.001 | 0.001 | 0.001 | 0.001 | 0.001 | 0.001 | 0.001 | 0.001 | 0.001 | 0.001 | 0.001
D2 | 1 | Supply of Solar | SO00X00 | D2SO00X00 | 1 | 0.001 | 0.001 | 0.001 | 0.001 | 0.001 | 0.001 | 0.001 | 0.001 | 0.001 | 0.001 | 0.001 | 0.001 | 0.001 | 0.001 | 0.001 | 0.001 | 0.001 | 0.001 | 0.001 | 0.001 | 0.001
D2 | 1 | Supply of Wind | WD00X00 | D2WD00X00 | 1 | 0.001 | 0.001 | 0.001 | 0.001 | 0.001 | 0.001 | 0.001 | 0.001 | 0.001 | 0.001 | 0.001 | 0.001 | 0.001 | 0.001 | 0.001 | 0.001 | 0.001 | 0.001 | 0.001 | 0.001 | 0.001
D2 | 1 | Import of HFO | HF00I00 | D2HF00I00 | 1 | 9.2998 | 9.7 | 10.0999 | 10.5001 | 10.8999 | 11.3001 | 11.7 | 12.1 | 12.5 | 12.9 | 13.3 | 13.46 | 13.62 | 13.78 | 13.94 | 14.1001 | 14.26 | 14.42 | 14.58 | 14.74 | 14.9001
D2 | 1 | Import of Diesel | DS00I00 | D2DS00I00 | 1 | 13.6333 | 14.2199 | 14.8066 | 15.3932 | 15.9801 | 16.5668 | 17.15 | 17.74 | 18.33 | 18.92 | 19.4999 | 19.73 | 19.96 | 20.19 | 20.42 | 20.6501 | 20.88 | 21.11 | 21.34 | 21.57 | 21.7998
D2 | 1 | Extraction of Natural Gas | NG00X00 | D2NG00X00 | 1 | 7.4001 | 7.5599 | 7.7201 | 7.8799 | 8.04 | 8.2002 | 8.36 | 8.52 | 8.68 | 8.84 | 8.9999 | 9.22 | 9.44 | 9.66 | 9.88 | 10.0999 | 10.32 | 10.54 | 10.76 | 10.98 | 11.1999
D2 | 1 | Extraction of Coal | CO00X00 | D2CO00X00 | 1 | 3.2002 | 3.2201 | 3.2401 | 3.2601 | 3.2801 | 3.3 | 3.32 | 3.34 | 3.36 | 3.38 | 3.3999 | 3.43 | 3.46 | 3.49 | 3.52 | 3.5499 | 3.58 | 3.61 | 3.64 | 3.67 | 3.6999
D2 | 1 | Transmission | PWRTRN | D2PWRTRN | 1 | 0 | 0 | 0 | 0 | 0 | 0 | 0 | 0 | 0 | 0 | 0 | 0 | 0 | 0 | 0 | 0 | 0 | 0 | 0 | 0 | 0
D2 | 1 | IMPELC | IMPELC | D2IMPELC | 1 | 999 | 999 | 999 | 999 | 999 | 999 | 999 | 999 | 999 | 999 | 999 | 999 | 999 | 999 | 999 | 999 | 999 | 999 | 999 | 999 | 999
D3 | 1 | Extraction of Bagasse | BM00X00 | D3BM00X00 | 1 | 0 | 0 | 0 | 0 | 0 | 0 | 0 | 0 | 0 | 0 | 0 | 0 | 0 | 0 | 0 | 0 | 0 | 0 | 0 | 0 | 0
D3 | 1 | Extraction of Wood | BW00X00 | D3BW00X00 | 1 | 10.3 | 10.3 | 10.3 | 10.3 | 10.3 | 10.3 | 10.3 | 10.3 | 10.3 | 10.3 | 10.3 | 10.3 | 10.3 | 10.3 | 10.3 | 10.3 | 10.3 | 10.3 | 10.3 | 10.3 | 10.3
D3 | 1 | Supply of Hydro | HY00X00 | D3HY00X00 | 1 | 0.001 | 0.001 | 0.001 | 0.001 | 0.001 | 0.001 | 0.001 | 0.001 | 0.001 | 0.001 | 0.001 | 0.001 | 0.001 | 0.001 | 0.001 | 0.001 | 0.001 | 0.001 | 0.001 | 0.001 | 0.001
D3 | 1 | Supply of Solar | SO00X00 | D3SO00X00 | 1 | 0.001 | 0.001 | 0.001 | 0.001 | 0.001 | 0.001 | 0.001 | 0.001 | 0.001 | 0.001 | 0.001 | 0.001 | 0.001 | 0.001 | 0.001 | 0.001 | 0.001 | 0.001 | 0.001 | 0.001 | 0.001
D3 | 1 | Supply of Wind | WD00X00 | D3WD00X00 | 1 | 0.001 | 0.001 | 0.001 | 0.001 | 0.001 | 0.001 | 0.001 | 0.001 | 0.001 | 0.001 | 0.001 | 0.001 | 0.001 | 0.001 | 0.001 | 0.001 | 0.001 | 0.001 | 0.001 | 0.001 | 0.001
D3 | 1 | Import of HFO | HF00I00 | D3HF00I00 | 1 | 9.2998 | 9.7 | 10.0999 | 10.5001 | 10.8999 | 11.3001 | 11.7 | 12.1 | 12.5 | 12.9 | 13.3 | 13.46 | 13.62 | 13.78 | 13.94 | 14.1001 | 14.26 | 14.42 | 14.58 | 14.74 | 14.9001
D3 | 1 | Import of Diesel | DS00I00 | D3DS00I00 | 1 | 13.6333 | 14.2199 | 14.8066 | 15.3932 | 15.9801 | 16.5668 | 17.15 | 17.74 | 18.33 | 18.92 | 19.4999 | 19.73 | 19.96 | 20.19 | 20.42 | 20.6501 | 20.88 | 21.11 | 21.34 | 21.57 | 21.7998
D3 | 1 | Extraction of Natural Gas | NG00X00 | D3NG00X00 | 1 | 7.4001 | 7.5599 | 7.7201 | 7.8799 | 8.04 | 8.2002 | 8.36 | 8.52 | 8.68 | 8.84 | 8.9999 | 9.22 | 9.44 | 9.66 | 9.88 | 10.0999 | 10.32 | 10.54 | 10.76 | 10.98 | 11.1999
D3 | 1 | Extraction of Coal | CO00X00 | D3CO00X00 | 1 | 3.2002 | 3.2201 | 3.2401 | 3.2601 | 3.2801 | 3.3 | 3.32 | 3.34 | 3.36 | 3.38 | 3.3999 | 3.43 | 3.46 | 3.49 | 3.52 | 3.5499 | 3.58 | 3.61 | 3.64 | 3.67 | 3.6999
D3 | 1 | Transmission | PWRTRN | D3PWRTRN | 1 | 0 | 0 | 0 | 0 | 0 | 0 | 0 | 0 | 0 | 0 | 0 | 0 | 0 | 0 | 0 | 0 | 0 | 0 | 0 | 0 | 0
D3 | 1 | IMPELC | IMPELC | D3IMPELC | 1 | 999 | 999 | 999 | 999 | 999 | 999 | 999 | 999 | 999 | 999 | 999 | 999 | 999 | 999 | 999 | 999 | 999 | 999 | 999 | 999 | 999
Scenario 2 | 2
D1 | 2 | Extraction of Bagasse | BM00X00 | D1BM00X00 | 1.5 | 0 | 0 | 0 | 0 | 0 | 0 | 0 | 0 | 0 | 0 | 0 | 0 | 0 | 0 | 0 | 0 | 0 | 0 | 0 | 0 | 0
D1 | 2 | Extraction of Wood | BW00X00 | D1BW00X00 | 1.5 | 15.45 | 15.45 | 15.45 | 15.45 | 15.45 | 15.45 | 15.45 | 15.45 | 15.45 | 15.45 | 15.45 | 15.45 | 15.45 | 15.45 | 15.45 | 15.45 | 15.45 | 15.45 | 15.45 | 15.45 | 15.45
D1 | 2 | Supply of Hydro | HY00X00 | D1HY00X00 | 1 | 0.001 | 0.001 | 0.001 | 0.001 | 0.001 | 0.001 | 0.001 | 0.001 | 0.001 | 0.001 | 0.001 | 0.001 | 0.001 | 0.001 | 0.001 | 0.001 | 0.001 | 0.001 | 0.001 | 0.001 | 0.001
D1 | 2 | Supply of Solar | SO00X00 | D1SO00X00 | 1 | 0.001 | 0.001 | 0.001 | 0.001 | 0.001 | 0.001 | 0.001 | 0.001 | 0.001 | 0.001 | 0.001 | 0.001 | 0.001 | 0.001 | 0.001 | 0.001 | 0.001 | 0.001 | 0.001 | 0.001 | 0.001
D1 | 2 | Supply of Wind | WD00X00 | D1WD00X00 | 1 | 0.001 | 0.001 | 0.001 | 0.001 | 0.001 | 0.001 | 0.001 | 0.001 | 0.001 | 0.001 | 0.001 | 0.001 | 0.001 | 0.001 | 0.001 | 0.001 | 0.001 | 0.001 | 0.001 | 0.001 | 0.001
D1 | 2 | Import of HFO | HF00I00 | D1HF00I00 | 1.5 | 13.9498 | 14.55 | 15.1498 | 15.7501 | 16.3499 | 16.9502 | 17.55 | 18.15 | 18.75 | 19.35 | 19.9501 | 20.19 | 20.43 | 20.67 | 20.91 | 21.1501 | 21.39 | 21.63 | 21.87 | 22.11 | 22.3502
D1 | 2 | Import of Diesel | DS00I00 | D1DS00I00 | 1.5 | 20.45 | 21.3299 | 22.2099 | 23.0898 | 23.9702 | 24.8502 | 25.725 | 26.61 | 27.495 | 28.38 | 29.2499 | 29.595 | 29.94 | 30.285 | 30.63 | 30.9751 | 31.32 | 31.665 | 32.01 | 32.355 | 32.6998
D1 | 2 | Extraction of Natural Gas | NG00X00 | D1NG00X00 | 1.5 | 11.1002 | 11.3399 | 11.5801 | 11.8198 | 12.06 | 12.3002 | 12.54 | 12.78 | 13.02 | 13.26 | 13.4998 | 13.83 | 14.16 | 14.49 | 14.82 | 15.1498 | 15.48 | 15.81 | 16.14 | 16.47 | 16.7998
D1 | 2 | Extraction of Coal | CO00X00 | D1CO00X00 | 1.5 | 4.8002 | 4.8302 | 4.8602 | 4.8901 | 4.9201 | 4.9501 | 4.98 | 5.01 | 5.04 | 5.07 | 5.0999 | 5.145 | 5.19 | 5.235 | 5.28 | 5.3249 | 5.37 | 5.415 | 5.46 | 5.505 | 5.5498
D1 | 2 | Transmission | PWRTRN | D1PWRTRN | 1.5 | 0 | 0 | 0 | 0 | 0 | 0 | 0 | 0 | 0 | 0 | 0 | 0 | 0 | 0 | 0 | 0 | 0 | 0 | 0 | 0 | 0
D1 | 2 | IMPELC | IMPELC | D1IMPELC | 1.5 | 1498.5 | 1498.5 | 1498.5 | 1498.5 | 1498.5 | 1498.5 | 1498.5 | 1498.5 | 1498.5 | 1498.5 | 1498.5 | 1498.5 | 1498.5 | 1498.5 | 1498.5 | 1498.5 | 1498.5 | 1498.5 | 1498.5 | 1498.5 | 1498.5
D2 | 2 | Extraction of Bagasse | BM00X00 | D2BM00X00 | 1.5 | 0 | 0 | 0 | 0 | 0 | 0 | 0 | 0 | 0 | 0 | 0 | 0 | 0 | 0 | 0 | 0 | 0 | 0 | 0 | 0 | 0
D2 | 2 | Extraction of Wood | BW00X00 | D2BW00X00 | 1.5 | 15.45 | 15.45 | 15.45 | 15.45 | 15.45 | 15.45 | 15.45 | 15.45 | 15.45 | 15.45 | 15.45 | 15.45 | 15.45 | 15.45 | 15.45 | 15.45 | 15.45 | 15.45 | 15.45 | 15.45 | 15.45
D2 | 2 | Supply of Hydro | HY00X00 | D2HY00X00 | 1 | 0.001 | 0.001 | 0.001 | 0.001 | 0.001 | 0.001 | 0.001 | 0.001 | 0.001 | 0.001 | 0.001 | 0.001 | 0.001 | 0.001 | 0.001 | 0.001 | 0.001 | 0.001 | 0.001 | 0.001 | 0.001
D2 | 2 | Supply of Solar | SO00X00 | D2SO00X00 | 1 | 0.001 | 0.001 | 0.001 | 0.001 | 0.001 | 0.001 | 0.001 | 0.001 | 0.001 | 0.001 | 0.001 | 0.001 | 0.001 | 0.001 | 0.001 | 0.001 | 0.001 | 0.001 | 0.001 | 0.001 | 0.001
D2 | 2 | Supply of Wind | WD00X00 | D2WD00X00 | 1 | 0.001 | 0.001 | 0.001 | 0.001 | 0.001 | 0.001 | 0.001 | 0.001 | 0.001 | 0.001 | 0.001 | 0.001 | 0.001 | 0.001 | 0.001 | 0.001 | 0.001 | 0.001 | 0.001 | 0.001 | 0.001
D2 | 2 | Import of HFO | HF00I00 | D2HF00I00 | 1.5 | 13.9498 | 14.55 | 15.1498 | 15.7501 | 16.3499 | 16.9502 | 17.55 | 18.15 | 18.75 | 19.35 | 19.9501 | 20.19 | 20.43 | 20.67 | 20.91 | 21.1501 | 21.39 | 21.63 | 21.87 | 22.11 | 22.3502
D2 | 2 | Import of Diesel | DS00I00 | D2DS00I00 | 1.5 | 20.45 | 21.3299 | 22.2099 | 23.0898 | 23.9702 | 24.8502 | 25.725 | 26.61 | 27.495 | 28.38 | 29.2499 | 29.595 | 29.94 | 30.285 | 30.63 | 30.9751 | 31.32 | 31.665 | 32.01 | 32.355 | 32.6998
D2 | 2 | Extraction of Natural Gas | NG00X00 | D2NG00X00 | 1.5 | 11.1002 | 11.3399 | 11.5801 | 11.8198 | 12.06 | 12.3002 | 12.54 | 12.78 | 13.02 | 13.26 | 13.4998 | 13.83 | 14.16 | 14.49 | 14.82 | 15.1498 | 15.48 | 15.81 | 16.14 | 16.47 | 16.7998
D2 | 2 | Extraction of Coal | CO00X00 | D2CO00X00 | 1.5 | 4.8002 | 4.8302 | 4.8602 | 4.8901 | 4.9201 | 4.9501 | 4.98 | 5.01 | 5.04 | 5.07 | 5.0999 | 5.145 | 5.19 | 5.235 | 5.28 | 5.3249 | 5.37 | 5.415 | 5.46 | 5.505 | 5.5498
D2 | 2 | Transmission | PWRTRN | D2PWRTRN | 1.5 | 0 | 0 | 0 | 0 | 0 | 0 | 0 | 0 | 0 | 0 | 0 | 0 | 0 | 0 | 0 | 0 | 0 | 0 | 0 | 0 | 0
D2 | 2 | IMPELC | IMPELC | D2IMPELC | 1.5 | 1498.5 | 1498.5 | 1498.5 | 1498.5 | 1498.5 | 1498.5 | 1498.5 | 1498.5 | 1498.5 | 1498.5 | 1498.5 | 1498.5 | 1498.5 | 1498.5 | 1498.5 | 1498.5 | 1498.5 | 1498.5 | 1498.5 | 1498.5 | 1498.5
D3 | 2 | Extraction of Bagasse | BM00X00 | D3BM00X00 | 1.5 | 0 | 0 | 0 | 0 | 0 | 0 | 0 | 0 | 0 | 0 | 0 | 0 | 0 | 0 | 0 | 0 | 0 | 0 | 0 | 0 | 0
D3 | 2 | Extraction of Wood | BW00X00 | D3BW00X00 | 1.5 | 15.45 | 15.45 | 15.45 | 15.45 | 15.45 | 15.45 | 15.45 | 15.45 | 15.45 | 15.45 | 15.45 | 15.45 | 15.45 | 15.45 | 15.45 | 15.45 | 15.45 | 15.45 | 15.45 | 15.45 | 15.45
D3 | 2 | Supply of Hydro | HY00X00 | D3HY00X00 | 1 | 0.001 | 0.001 | 0.001 | 0.001 | 0.001 | 0.001 | 0.001 | 0.001 | 0.001 | 0.001 | 0.001 | 0.001 | 0.001 | 0.001 | 0.001 | 0.001 | 0.001 | 0.001 | 0.001 | 0.001 | 0.001
D3 | 2 | Supply of Solar | SO00X00 | D3SO00X00 | 1 | 0.001 | 0.001 | 0.001 | 0.001 | 0.001 | 0.001 | 0.001 | 0.001 | 0.001 | 0.001 | 0.001 | 0.001 | 0.001 | 0.001 | 0.001 | 0.001 | 0.001 | 0.001 | 0.001 | 0.001 | 0.001
D3 | 2 | Supply of Wind | WD00X00 | D3WD00X00 | 1 | 0.001 | 0.001 | 0.001 | 0.001 | 0.001 | 0.001 | 0.001 | 0.001 | 0.001 | 0.001 | 0.001 | 0.001 | 0.001 | 0.001 | 0.001 | 0.001 | 0.001 | 0.001 | 0.001 | 0.001 | 0.001
D3 | 2 | Import of HFO | HF00I00 | D3HF00I00 | 1.5 | 13.9498 | 14.55 | 15.1498 | 15.7501 | 16.3499 | 16.9502 | 17.55 | 18.15 | 18.75 | 19.35 | 19.9501 | 20.19 | 20.43 | 20.67 | 20.91 | 21.1501 | 21.39 | 21.63 | 21.87 | 22.11 | 22.3502
D3 | 2 | Import of Diesel | DS00I00 | D3DS00I00 | 1.5 | 20.45 | 21.3299 | 22.2099 | 23.0898 | 23.9702 | 24.8502 | 25.725 | 26.61 | 27.495 | 28.38 | 29.2499 | 29.595 | 29.94 | 30.285 | 30.63 | 30.9751 | 31.32 | 31.665 | 32.01 | 32.355 | 32.6998
D3 | 2 | Extraction of Natural Gas | NG00X00 | D3NG00X00 | 1.5 | 11.1002 | 11.3399 | 11.5801 | 11.8198 | 12.06 | 12.3002 | 12.54 | 12.78 | 13.02 | 13.26 | 13.4998 | 13.83 | 14.16 | 14.49 | 14.82 | 15.1498 | 15.48 | 15.81 | 16.14 | 16.47 | 16.7998
D3 | 2 | Extraction of Coal | CO00X00 | D3CO00X00 | 1.5 | 4.8002 | 4.8302 | 4.8602 | 4.8901 | 4.9201 | 4.9501 | 4.98 | 5.01 | 5.04 | 5.07 | 5.0999 | 5.145 | 5.19 | 5.235 | 5.28 | 5.3249 | 5.37 | 5.415 | 5.46 | 5.505 | 5.5498
D3 | 2 | Transmission | PWRTRN | D3PWRTRN | 1.5 | 0 | 0 | 0 | 0 | 0 | 0 | 0 | 0 | 0 | 0 | 0 | 0 | 0 | 0 | 0 | 0 | 0 | 0 | 0 | 0 | 0
D3 | 2 | IMPELC | IMPELC | D3IMPELC | 1.5 | 1498.5 | 1498.5 | 1498.5 | 1498.5 | 1498.5 | 1498.5 | 1498.5 | 1498.5 | 1498.5 | 1498.5 | 1498.5 | 1498.5 | 1498.5 | 1498.5 | 1498.5 | 1498.5 | 1498.5 | 1498.5 | 1498.5 | 1498.5 | 1498.5
Scenario | 3
D1 | 3 | Extraction of Bagasse | BM00X00 | D1BM00X00 | 1.3 | 0 | 0 | 0 | 0 | 0 | 0 | 0 | 0 | 0 | 0 | 0 | 0 | 0 | 0 | 0 | 0 | 0 | 0 | 0 | 0 | 0
D1 | 3 | Extraction of Wood | BW00X00 | D1BW00X00 | 1.3 | 13.39 | 13.39 | 13.39 | 13.39 | 13.39 | 13.39 | 13.39 | 13.39 | 13.39 | 13.39 | 13.39 | 13.39 | 13.39 | 13.39 | 13.39 | 13.39 | 13.39 | 13.39 | 13.39 | 13.39 | 13.39
D1 | 3 | Supply of Hydro | HY00X00 | D1HY00X00 | 1 | 0.001 | 0.001 | 0.001 | 0.001 | 0.001 | 0.001 | 0.001 | 0.001 | 0.001 | 0.001 | 0.001 | 0.001 | 0.001 | 0.001 | 0.001 | 0.001 | 0.001 | 0.001 | 0.001 | 0.001 | 0.001
D1 | 3 | Supply of Solar | SO00X00 | D1SO00X00 | 1 | 0.001 | 0.001 | 0.001 | 0.001 | 0.001 | 0.001 | 0.001 | 0.001 | 0.001 | 0.001 | 0.001 | 0.001 | 0.001 | 0.001 | 0.001 | 0.001 | 0.001 | 0.001 | 0.001 | 0.001 | 0.001
D1 | 3 | Supply of Wind | WD00X00 | D1WD00X00 | 1 | 0.001 | 0.001 | 0.001 | 0.001 | 0.001 | 0.001 | 0.001 | 0.001 | 0.001 | 0.001 | 0.001 | 0.001 | 0.001 | 0.001 | 0.001 | 0.001 | 0.001 | 0.001 | 0.001 | 0.001 | 0.001
D1 | 3 | Import of HFO | HF00I00 | D1HF00I00 | 1.3 | 12.0898 | 12.61 | 13.1299 | 13.6501 | 14.1699 | 14.6901 | 15.21 | 15.73 | 16.25 | 16.77 | 17.29 | 17.498 | 17.706 | 17.914 | 18.122 | 18.3301 | 18.538 | 18.746 | 18.954 | 19.162 | 19.3701
D1 | 3 | Import of Diesel | DS00I00 | D1DS00I00 | 1.3 | 17.7233 | 18.4859 | 19.2485 | 20.0112 | 20.7742 | 21.5368 | 22.295 | 23.062 | 23.829 | 24.596 | 25.3499 | 25.649 | 25.948 | 26.247 | 26.546 | 26.8451 | 27.144 | 27.443 | 27.742 | 28.041 | 28.3398
D1 | 3 | Extraction of Natural Gas | NG00X00 | D1NG00X00 | 1.3 | 9.6201 | 9.8279 | 10.0361 | 10.2438 | 10.452 | 10.6602 | 10.868 | 11.076 | 11.284 | 11.492 | 11.6998 | 11.986 | 12.272 | 12.558 | 12.844 | 13.1299 | 13.416 | 13.702 | 13.988 | 14.274 | 14.5599
D1 | 3 | Extraction of Coal | CO00X00 | D1CO00X00 | 1.3 | 4.1602 | 4.1862 | 4.2121 | 4.2381 | 4.2641 | 4.29 | 4.316 | 4.342 | 4.368 | 4.394 | 4.4199 | 4.459 | 4.498 | 4.537 | 4.576 | 4.6149 | 4.654 | 4.693 | 4.732 | 4.771 | 4.8099
D1 | 3 | Transmission | PWRTRN | D1PWRTRN | 1.3 | 0 | 0 | 0 | 0 | 0 | 0 | 0 | 0 | 0 | 0 | 0 | 0 | 0 | 0 | 0 | 0 | 0 | 0 | 0 | 0 | 0
D1 | 3 | IMPELC | IMPELC | D1IMPELC | 1.3 | 1298.7 | 1298.7 | 1298.7 | 1298.7 | 1298.7 | 1298.7 | 1298.7 | 1298.7 | 1298.7 | 1298.7 | 1298.7 | 1298.7 | 1298.7 | 1298.7 | 1298.7 | 1298.7 | 1298.7 | 1298.7 | 1298.7 | 1298.7 | 1298.7
D2 | 3 | Extraction of Bagasse | BM00X00 | D2BM00X00 | 1.3 | 0 | 0 | 0 | 0 | 0 | 0 | 0 | 0 | 0 | 0 | 0 | 0 | 0 | 0 | 0 | 0 | 0 | 0 | 0 | 0 | 0
D2 | 3 | Extraction of Wood | BW00X00 | D2BW00X00 | 1.3 | 13.39 | 13.39 | 13.39 | 13.39 | 13.39 | 13.39 | 13.39 | 13.39 | 13.39 | 13.39 | 13.39 | 13.39 | 13.39 | 13.39 | 13.39 | 13.39 | 13.39 | 13.39 | 13.39 | 13.39 | 13.39
D2 | 3 | Supply of Hydro | HY00X00 | D2HY00X00 | 1 | 0.001 | 0.001 | 0.001 | 0.001 | 0.001 | 0.001 | 0.001 | 0.001 | 0.001 | 0.001 | 0.001 | 0.001 | 0.001 | 0.001 | 0.001 | 0.001 | 0.001 | 0.001 | 0.001 | 0.001 | 0.001
D2 | 3 | Supply of Solar | SO00X00 | D2SO00X00 | 1 | 0.001 | 0.001 | 0.001 | 0.001 | 0.001 | 0.001 | 0.001 | 0.001 | 0.001 | 0.001 | 0.001 | 0.001 | 0.001 | 0.001 | 0.001 | 0.001 | 0.001 | 0.001 | 0.001 | 0.001 | 0.001
D2 | 3 | Supply of Wind | WD00X00 | D2WD00X00 | 1 | 0.001 | 0.001 | 0.001 | 0.001 | 0.001 | 0.001 | 0.001 | 0.001 | 0.001 | 0.001 | 0.001 | 0.001 | 0.001 | 0.001 | 0.001 | 0.001 | 0.001 | 0.001 | 0.001 | 0.001 | 0.001
D2 | 3 | Import of HFO | HF00I00 | D2HF00I00 | 1.3 | 12.0898 | 12.61 | 13.1299 | 13.6501 | 14.1699 | 14.6901 | 15.21 | 15.73 | 16.25 | 16.77 | 17.29 | 17.498 | 17.706 | 17.914 | 18.122 | 18.3301 | 18.538 | 18.746 | 18.954 | 19.162 | 19.3701
D2 | 3 | Import of Diesel | DS00I00 | D2DS00I00 | 1.3 | 17.7233 | 18.4859 | 19.2485 | 20.0112 | 20.7742 | 21.5368 | 22.295 | 23.062 | 23.829 | 24.596 | 25.3499 | 25.649 | 25.948 | 26.247 | 26.546 | 26.8451 | 27.144 | 27.443 | 27.742 | 28.041 | 28.3398
D2 | 3 | Extraction of Natural Gas | NG00X00 | D2NG00X00 | 1.3 | 9.6201 | 9.8279 | 10.0361 | 10.2438 | 10.452 | 10.6602 | 10.868 | 11.076 | 11.284 | 11.492 | 11.6998 | 11.986 | 12.272 | 12.558 | 12.844 | 13.1299 | 13.416 | 13.702 | 13.988 | 14.274 | 14.5599
D2 | 3 | Extraction of Coal | CO00X00 | D2CO00X00 | 1.3 | 4.1602 | 4.1862 | 4.2121 | 4.2381 | 4.2641 | 4.29 | 4.316 | 4.342 | 4.368 | 4.394 | 4.4199 | 4.459 | 4.498 | 4.537 | 4.576 | 4.6149 | 4.654 | 4.693 | 4.732 | 4.771 | 4.8099
D2 | 3 | Transmission | PWRTRN | D2PWRTRN | 1.3 | 0 | 0 | 0 | 0 | 0 | 0 | 0 | 0 | 0 | 0 | 0 | 0 | 0 | 0 | 0 | 0 | 0 | 0 | 0 | 0 | 0
D2 | 3 | IMPELC | IMPELC | D2IMPELC | 1.3 | 1298.7 | 1298.7 | 1298.7 | 1298.7 | 1298.7 | 1298.7 | 1298.7 | 1298.7 | 1298.7 | 1298.7 | 1298.7 | 1298.7 | 1298.7 | 1298.7 | 1298.7 | 1298.7 | 1298.7 | 1298.7 | 1298.7 | 1298.7 | 1298.7
D3 | 3 | Extraction of Bagasse | BM00X00 | D3BM00X00 | 1.3 | 0 | 0 | 0 | 0 | 0 | 0 | 0 | 0 | 0 | 0 | 0 | 0 | 0 | 0 | 0 | 0 | 0 | 0 | 0 | 0 | 0
D3 | 3 | Extraction of Wood | BW00X00 | D3BW00X00 | 1.3 | 13.39 | 13.39 | 13.39 | 13.39 | 13.39 | 13.39 | 13.39 | 13.39 | 13.39 | 13.39 | 13.39 | 13.39 | 13.39 | 13.39 | 13.39 | 13.39 | 13.39 | 13.39 | 13.39 | 13.39 | 13.39
D3 | 3 | Supply of Hydro | HY00X00 | D3HY00X00 | 1 | 0.001 | 0.001 | 0.001 | 0.001 | 0.001 | 0.001 | 0.001 | 0.001 | 0.001 | 0.001 | 0.001 | 0.001 | 0.001 | 0.001 | 0.001 | 0.001 | 0.001 | 0.001 | 0.001 | 0.001 | 0.001
D3 | 3 | Supply of Solar | SO00X00 | D3SO00X00 | 1 | 0.001 | 0.001 | 0.001 | 0.001 | 0.001 | 0.001 | 0.001 | 0.001 | 0.001 | 0.001 | 0.001 | 0.001 | 0.001 | 0.001 | 0.001 | 0.001 | 0.001 | 0.001 | 0.001 | 0.001 | 0.001
D3 | 3 | Supply of Wind | WD00X00 | D3WD00X00 | 1 | 0.001 | 0.001 | 0.001 | 0.001 | 0.001 | 0.001 | 0.001 | 0.001 | 0.001 | 0.001 | 0.001 | 0.001 | 0.001 | 0.001 | 0.001 | 0.001 | 0.001 | 0.001 | 0.001 | 0.001 | 0.001
D3 | 3 | Import of HFO | HF00I00 | D3HF00I00 | 1.3 | 12.0898 | 12.61 | 13.1299 | 13.6501 | 14.1699 | 14.6901 | 15.21 | 15.73 | 16.25 | 16.77 | 17.29 | 17.498 | 17.706 | 17.914 | 18.122 | 18.3301 | 18.538 | 18.746 | 18.954 | 19.162 | 19.3701
D3 | 3 | Import of Diesel | DS00I00 | D3DS00I00 | 1.3 | 17.7233 | 18.4859 | 19.2485 | 20.0112 | 20.7742 | 21.5368 | 22.295 | 23.062 | 23.829 | 24.596 | 25.3499 | 25.649 | 25.948 | 26.247 | 26.546 | 26.8451 | 27.144 | 27.443 | 27.742 | 28.041 | 28.3398
D3 | 3 | Extraction of Natural Gas | NG00X00 | D3NG00X00 | 1.3 | 9.6201 | 9.8279 | 10.0361 | 10.2438 | 10.452 | 10.6602 | 10.868 | 11.076 | 11.284 | 11.492 | 11.6998 | 11.986 | 12.272 | 12.558 | 12.844 | 13.1299 | 13.416 | 13.702 | 13.988 | 14.274 | 14.5599
D3 | 3 | Extraction of Coal | CO00X00 | D3CO00X00 | 1.3 | 4.1602 | 4.1862 | 4.2121 | 4.2381 | 4.2641 | 4.29 | 4.316 | 4.342 | 4.368 | 4.394 | 4.4199 | 4.459 | 4.498 | 4.537 | 4.576 | 4.6149 | 4.654 | 4.693 | 4.732 | 4.771 | 4.8099
D3 | 3 | Transmission | PWRTRN | D3PWRTRN | 1.3 | 0 | 0 | 0 | 0 | 0 | 0 | 0 | 0 | 0 | 0 | 0 | 0 | 0 | 0 | 0 | 0 | 0 | 0 | 0 | 0 | 0
D3 | 3 | IMPELC | IMPELC | D3IMPELC | 1.3 | 1298.7 | 1298.7 | 1298.7 | 1298.7 | 1298.7 | 1298.7 | 1298.7 | 1298.7 | 1298.7 | 1298.7 | 1298.7 | 1298.7 | 1298.7 | 1298.7 | 1298.7 | 1298.7 | 1298.7 | 1298.7 | 1298.7 | 1298.7 | 1298.7

## Summary
Region | Description | name | name in model | Input fuel | Output fuel | Status | First year of operation | OperationalLife | CapacityToActivityUnit | First year of operation | Efficiency | Minimum utilisation | Availibility factor | Capital ($/kW) 2017 | Capital 2020 | Capital 2025 | Capital 2030 | Capital 2035 | Capital 2040 | Fixed ($/kW) | Fixed 2020 | Fixed 2025 | Fixed 2030 | Fixed 2035 | Fixed 2040 | Variable 2015 | Variable 2016 | Variable 2017 | Variable 2018 | Variable 2019 | Variable 2020 | Variable 2021 | Variable 2022 | Variable 2023 | Variable 2024 | Variable 2025 | Variable 2026 | Variable 2027 | Variable 2028 | Variable 2029 | Variable 2030 | Variable 2031 | Variable 2032 | Variable 2033 | Variable 2034 | Variable 2035 | Variable 2036 | Variable 2037 | Variable 2038 | Variable 2039 | Variable 2040 | Source
D1 | Generic Diesel Centralized | DSRC00 | D1DSRC00 | D1DS00 | D1ELC01 | New Generic |  | 25 | 31.536 | 2020 | 2.8571 | 0.05 | 0.894 | 1086 | 1086 | 1086 | 1086 | 1086 | 1086 | 33 | 33 | 33 | 33 | 33 | 33 | 0 | 0 | 0 | 0 | 0 | 0 | 0 | 0 | 0 | 0 | 0 | 0 | 0 | 0 | 0 | 0 | 0 | 0 | 0 | 0 | 0 | 0 | 0 | 0 | 0 | 0 | IRENA
D1 | Generic HFO | HFRC00 | D1HFRC00 | D1HF00 | D1ELC01 | New Generic |  | 25 | 31.536 | 2022 | 2.8571 | 0.05 | 0.89 | 1086 | 1086 | 1086 | 1086 | 1086 | 1086 | 33 | 33 | 33 | 33 | 33 | 33 | 0 | 0 | 0 | 0 | 0 | 0 | 0 | 0 | 0 | 0 | 0 | 0 | 0 | 0 | 0 | 0 | 0 | 0 | 0 | 0 | 0 | 0 | 0 | 0 | 0 | 0 | IRENA
D1 | Generic Gas Open Cycle | NGSC00 | D1NGSC00 | D1NG00 | D1ELC01 | New Generic |  | 25 | 31.536 | 2024 | 2.8571 | 0.05 | 0.92 | 795 | 795 | 795 | 795 | 795 | 795 | 24 | 24 | 24 | 24 | 24 | 24 | 0 | 0 | 0 | 0 | 0 | 0 | 0 | 0 | 0 | 0 | 0 | 0 | 0 | 0 | 0 | 0 | 0 | 0 | 0 | 0 | 0 | 0 | 0 | 0 | 0 | 0 | IRENA
D1 | Generic Gas Combined Cycle | NGCC00 | D1NGCC00 | D1NG00 | D1ELC01 | New Generic |  | 30 | 31.536 | 2024 | 1.7241 | 0.15 | 0.92 | 1014 | 1014 | 1014 | 1014 | 1014 | 1014 | 30 | 30 | 30 | 30 | 30 | 30 | 0 | 0 | 0 | 0 | 0 | 0 | 0 | 0 | 0 | 0 | 0 | 0 | 0 | 0 | 0 | 0 | 0 | 0 | 0 | 0 | 0 | 0 | 0 | 0 | 0 | 0 | IRENA
D1 | Generic Gas Engine | NGRC00 | D1NGRC00 | D1NG00 | D1ELC01 | New Generic |  | 25 | 31.536 | 2024 | 2.2222 | 0.05 | 0.92 | 1086 | 1086 | 1086 | 1086 | 1086 | 1086 | 33 | 33 | 33 | 33 | 33 | 33 | 0 | 0 | 0 | 0 | 0 | 0 | 0 | 0 | 0 | 0 | 0 | 0 | 0 | 0 | 0 | 0 | 0 | 0 | 0 | 0 | 0 | 0 | 0 | 0 | 0 | 0 | IRENA
D1 | Generic Bagasse | BMST00 | D1BMST00 | D1BM00 | D1ELC01 | New Generic |  | 25 | 31.536 | 2024 | 3.8462 | 0.2 | 0.818 | 2412 | 2412 | 2412 | 2412 | 2412 | 2412 | 77.18 | 77.18 | 77.18 | 77.18 | 77.18 | 77.18 | 4.47 | 4.47 | 4.47 | 4.47 | 4.47 | 4.47 | 4.47 | 4.47 | 4.47 | 4.47 | 4.47 | 4.47 | 4.47 | 4.47 | 4.47 | 4.47 | 4.47 | 4.47 | 4.47 | 4.47 | 4.47 | 4.47 | 4.47 | 4.47 | 4.47 | 4.47 | IRENA
D1 | Generic Wood | BWST00 | D1BWST00 | D1BW00 | D1ELC01 | New Generic |  | 15 | 31.536 | 2024 | 3.8462 | 0.2 | 0.818 | 2412 | 2412 | 2412 | 2412 | 2412 | 2412 | 77.18 | 77.18 | 77.18 | 77.18 | 77.18 | 77.18 | 4.47 | 4.47 | 4.47 | 4.47 | 4.47 | 4.47 | 4.47 | 4.47 | 4.47 | 4.47 | 4.47 | 4.47 | 4.47 | 4.47 | 4.47 | 4.47 | 4.47 | 4.47 | 4.47 | 4.47 | 4.47 | 4.47 | 4.47 | 4.47 | 4.47 | 4.47 | IRENA
D1 | Generic PV System (utility) | SOPC00 | D1SOPC00 | D1SO00 | D1ELC01 | New Generic |  | 25 | 31.536 | 2022 | 1 | 0 | 1 | 2311 | 1621 | 1157.52 | 1042.24 | 941.07 | 850.5 | 27.088 | 19 | 13.57 | 12.22 | 11.03 | 9.97 | 0 | 0 | 0 | 0 | 0 | 0 | 0 | 0 | 0 | 0 | 0 | 0 | 0 | 0 | 0 | 0 | 0 | 0 | 0 | 0 | 0 | 0 | 0 | 0 | 0 | 0 | IRENA
D1 | Generic Solar thermal no storage | SOTN00 | D1SOTN00 | D1SO00 | D1ELC01 | New Generic |  | 30 | 31.536 | 2024 | 1 | 0 | 1 | 5253.8 | 4058 | 3269 | 2634 | 2598 | 2562 | 78.976 | 61 | 49.14 | 39.59 | 39.05 | 38.51 | 0 | 0 | 0 | 0 | 0 | 0 | 0 | 0 | 0 | 0 | 0 | 0 | 0 | 0 | 0 | 0 | 0 | 0 | 0 | 0 | 0 | 0 | 0 | 0 | 0 | 0 | IRENA
D1 | Generic Solar thermal with Storage | SOTS00 | D1SOTS00 | D1SO00 | D1ELC01 | New Generic |  | 30 | 31.536 | 2024 | 1 | 0 | 1 | 7505.8 | 5797 | 4670 | 3763 | 3711 | 3660 | 111.35 | 86 | 69.28 | 55.83 | 55.05 | 54.3 | 0 | 0 | 0 | 0 | 0 | 0 | 0 | 0 | 0 | 0 | 0 | 0 | 0 | 0 | 0 | 0 | 0 | 0 | 0 | 0 | 0 | 0 | 0 | 0 | 0 | 0 | IRENA
D1 | Generic Solar thermal with Gas co-firing | NGSO00 | D1NGSO00 | D1NG00 | D1ELC01 | New Generic |  | 30 | 31.536 | 2050 | 1.8868 | 0 | 0.922 | 6051 | 6051 | 6051 | 6051 | 6051 | 6051 | 60.51 | 60.51 | 60.51 | 60.51 | 60.51 | 60.51 | 0 | 0 | 0 | 0 | 0 | 0 | 0 | 0 | 0 | 0 | 0 | 0 | 0 | 0 | 0 | 0 | 0 | 0 | 0 | 0 | 0 | 0 | 0 | 0 | 0 | 0 | IRENA
D1 | Generic Wind | WDLC00 | D1WDLC00 | D1WD00 | D1ELC01 | New Generic |  | 25 | 31.536 | 2024 | 1 | 0 | 1 | 1888.4 | 1451 | 1160.61 | 1059.26 | 909.19 | 909.19 | 78.084 | 60 | 47.99 | 43.8 | 37.6 | 37.6 | 0 | 0 | 0 | 0 | 0 | 0 | 0 | 0 | 0 | 0 | 0 | 0 | 0 | 0 | 0 | 0 | 0 | 0 | 0 | 0 | 0 | 0 | 0 | 0 | 0 | 0 | IRENA

## Generic
| Region | Description | name | name in model | Input fuel | Output fuel | Status | First year of operation | OperationalLife | CapacityToActivityUnit | First year of operation | Efficiency | Minimum utilisation | Availibility factor | Capital ($/kW) 2017 | Capital 2020 | Capital 2025 | Capital 2030 | Capital 2035 | Capital 2040 | Fixed ($/kW) | Fixed 2020 | Fixed 2025 | Fixed 2030 | Fixed 2035 | Fixed 2040 | Variable 2015 | Variable 2016 | Variable 2017 | Variable 2018 | Variable 2019 | Variable 2020 | Variable 2021 | Variable 2022 | Variable 2023 | Variable 2024 | Variable 2025 | Variable 2026 | Variable 2027 | Variable 2028 | Variable 2029 | Variable 2030 | Variable 2031 | Variable 2032 | Variable 2033 | Variable 2034 | Variable 2035 | Variable 2036 | Variable 2037 | Variable 2038 | Variable 2039 | Variable 2040 | Source
| N/A | Generic Diesel Centralized | DSGC00 | NA |  |  | New Generic |  | 25 | 31.536 | 2023 | 2.8571 | 0.05 | 0.894 | 1162.02 | 1162.02 | 1162.02 | 1162.02 | 1162.02 | 1162.02 | 35.31 | 35.31 | 35.31 | 35.31 | 35.31 | 35.31 | 0 | 0 | 0 | 0 | 0 | 0 | 0 | 0 | 0 | 0 | 0 | 0 | 0 | 0 | 0 | 0 | 0 | 0 | 0 | 0 | 0 | 0 | 0 | 0 | 0 | 0 | IRENA
| N/A | Generic HFO | HFGC00 | NA |  |  | New Generic |  | 25 | 31.536 | 2023 | 2.8571 | 0.05 | 0.89 | 1162.02 | 1162.02 | 1162.02 | 1162.02 | 1162.02 | 1162.02 | 35.31 | 35.31 | 35.31 | 35.31 | 35.31 | 35.31 | 0 | 0 | 0 | 0 | 0 | 0 | 0 | 0 | 0 | 0 | 0 | 0 | 0 | 0 | 0 | 0 | 0 | 0 | 0 | 0 | 0 | 0 | 0 | 0 | 0 | 0 | IRENA
| N/A | Generic Gas Open Cycle | NGOC00 | NA |  |  | New Generic |  | 25 | 31.536 | 2024 | 2.8571 | 0.05 | 0.92 | 850.65 | 850.65 | 850.65 | 850.65 | 850.65 | 850.65 | 25.68 | 25.68 | 25.68 | 25.68 | 25.68 | 25.68 | 0 | 0 | 0 | 0 | 0 | 0 | 0 | 0 | 0 | 0 | 0 | 0 | 0 | 0 | 0 | 0 | 0 | 0 | 0 | 0 | 0 | 0 | 0 | 0 | 0 | 0 | IRENA
| N/A | Generic Gas Combined Cycle | NGCC00 | NA |  |  | New Generic |  | 30 | 31.536 | 2024 | 1.7241 | 0.15 | 0.92 | 1084.98 | 1084.98 | 1084.98 | 1084.98 | 1084.98 | 1084.98 | 32.1 | 32.1 | 32.1 | 32.1 | 32.1 | 32.1 | 0 | 0 | 0 | 0 | 0 | 0 | 0 | 0 | 0 | 0 | 0 | 0 | 0 | 0 | 0 | 0 | 0 | 0 | 0 | 0 | 0 | 0 | 0 | 0 | 0 | 0 | IRENA
| N/A | Generic Gas Engine | NGEC00 | NA |  |  | New Generic |  | 25 | 31.536 | 2024 | 2.2222 | 0.05 | 0.92 | 1162.02 | 1162.02 | 1162.02 | 1162.02 | 1162.02 | 1162.02 | 35.31 | 35.31 | 33 | 33 | 33 | 33 | 0 | 0 | 0 | 0 | 0 | 0 | 0 | 0 | 0 | 0 | 0 | 0 | 0 | 0 | 0 | 0 | 0 | 0 | 0 | 0 | 0 | 0 | 0 | 0 | 0 | 0 | IRENA
| N/A | Generic Bagasse | BMBC00 | NA |  |  | New Generic |  | 25 | 31.536 | 2024 | 3.8462 | 0.2 | 0.818 | 2580.84 | 2580.84 | 2580.84 | 2580.84 | 2580.84 | 2580.84 | 82.5826 | 82.5826 | 77.18 | 77.18 | 77.18 | 77.18 | 4.47 | 4.47 | 4.47 | 4.47 | 4.47 | 4.47 | 4.47 | 4.47 | 4.47 | 4.47 | 4.47 | 4.47 | 4.47 | 4.47 | 4.47 | 4.47 | 4.47 | 4.47 | 4.47 | 4.47 | 4.47 | 4.47 | 4.47 | 4.47 | 4.47 | 4.47 | IRENA
| N/A | Generic Wood | BWWC00 | NA |  |  | New Generic |  | 15 | 31.536 | 2024 | 3.8462 | 0.2 | 0.818 | 2580.84 | 2580.84 | 2580.84 | 2580.84 | 2580.84 | 2580.84 | 82.5826 | 82.5826 | 77.18 | 77.18 | 77.18 | 77.18 | 4.47 | 4.47 | 4.47 | 4.47 | 4.47 | 4.47 | 4.47 | 4.47 | 4.47 | 4.47 | 4.47 | 4.47 | 4.47 | 4.47 | 4.47 | 4.47 | 4.47 | 4.47 | 4.47 | 4.47 | 4.47 | 4.47 | 4.47 | 4.47 | 4.47 | 4.47 | IRENA
NOT USED | N/A | Generic PV System (utility) | SOPC00 | NA |  |  | New Generic |  | 25 | 31.536 | 2023 | 1 | 0 | 1 | 2521.3352 | 1734.47 | 1238.5464 | 1115.1968 | 1006.9449 | 910.035 | 28.9842 | 28.9842 | 28.9842 | 28.9842 | 28.9842 | 28.9842 | 0 | 0 | 0 | 0 | 0 | 0 | 0 | 0 | 0 | 0 | 0 | 0 | 0 | 0 | 0 | 0 | 0 | 0 | 0 | 0 | 0 | 0 | 0 | 0 | 0 | 0 | IRENA
NOT USED | N/A | Generic Solar thermal no storage | SOTN00 | NA |  |  | New Generic |  | 25 | 31.536 | 2024 | 1 | 0 | 1 | 5253.8 | 4058 | 3269 | 2634 | 2598 | 2562 | 78.976 | 61 | 49.14 | 39.59 | 39.05 | 38.51 | 0 | 0 | 0 | 0 | 0 | 0 | 0 | 0 | 0 | 0 | 0 | 0 | 0 | 0 | 0 | 0 | 0 | 0 | 0 | 0 | 0 | 0 | 0 | 0 | 0 | 0 | IRENA
NOT USED | N/A | Generic Solar thermal with Storage | SOTS00 | NA |  |  | New Generic |  | 25 | 31.536 | 2024 | 1 | 0 | 1 | 7505.8 | 5797 | 4670 | 3763 | 3711 | 3660 | 111.35 | 86 | 69.28 | 55.83 | 55.05 | 54.3 | 0 | 0 | 0 | 0 | 0 | 0 | 0 | 0 | 0 | 0 | 0 | 0 | 0 | 0 | 0 | 0 | 0 | 0 | 0 | 0 | 0 | 0 | 0 | 0 | 0 | 0 | IRENA
NOT USED | N/A | Generic Solar thermal with Gas co-firing | NGSO00 | NA |  |  | New Generic |  | 25 | 31.536 | 2050 | 1.8868 | 0 | 0.922 | 6051 | 6051 | 6051 | 6051 | 6051 | 6051 | 60.51 | 60.51 | 60.51 | 60.51 | 60.51 | 60.51 | 0 | 0 | 0 | 0 | 0 | 0 | 0 | 0 | 0 | 0 | 0 | 0 | 0 | 0 | 0 | 0 | 0 | 0 | 0 | 0 | 0 | 0 | 0 | 0 | 0 | 0 | IRENA
NOT USED | N/A | Generic Wind | WDLC00 | NA |  |  | New Generic |  | 25 | 31.536 | 2024 | 1 | 0 | 1 | 1888.4 | 1451 | 1160.61 | 1059.26 | 909.19 | 909.19 | 78.084 | 60 | 47.99 | 43.8 | 37.6 | 37.6 | 0 | 0 | 0 | 0 | 0 | 0 | 0 | 0 | 0 | 0 | 0 | 0 | 0 | 0 | 0 | 0 | 0 | 0 | 0 | 0 | 0 | 0 | 0 | 0 | 0 | 0 | IRENA

## Existing
Latitude | Longitude | Region | Description | name | name in model | Input fuel | Output fuel | Status | Capacity Threshold | OperationalLife | CapacityToActivityUnit | First year of operation | Efficiency | Minimum utilisation | Availibility factor | Capacity factor | Rated Capacity (GW) | Capacity actually available in existing plants | Capital ($/kW) 2017 (2015US$) | Capital 2020 | Capital 2025 | Capital 2030 | Capital 2035 | Capital 2040 | Fixed ($/kW) | Fixed 2020 | Fixed 2025 | Fixed 2030 | Fixed 2035 | Fixed 2040 | Variable 2015 | Variable 2016 | Variable 2017 | Variable 2018 | Variable 2019 | Variable 2020 | Variable 2021 | Variable 2022 | Variable 2023 | Variable 2024 | Variable 2025 | Variable 2026 | Variable 2027 | Variable 2028 | Variable 2029 | Variable 2030 | Variable 2031 | Variable 2032 | Variable 2033 | Variable 2034 | Variable 2035 | Variable 2036 | Variable 2037 | Variable 2038 | Variable 2039 | Variable 2040 | Source
-5.8487 | 13.0561 | D1 | Diesel Bomba/Muanda | DSBC01 | D1DSBC01 | D1DS00 | D1ELC01 | Existing | 0.0225 | 31 | 31.536 | 2010 | 2.8571 | 0.05 | 0.8 | 0.894 | 0.0225 | 0.0225 | 1024.5 | 1024.5 | 1024.5 | 1024.5 | 1024.5 | 1024.5 | 33 | 33 | 33 | 33 | 33 | 33
-5.5161 | 13.6216 | D1 | Hydro Inga1 | HYIC01 | D1HYIC01 | D1HY00 | D1ELC01 | Existing | 0.296 | 80 | 31.536 | 1971 | 1 | 0 | 0.4 | 0.6 | 0.351 | 0.296 | 2830.2 | 2830.2 | 2830.2 | 2830.2 | 2830.2 | 2830.2 | 90 | 90 | 90 | 90 | 90 | 90
-5.527 | 13.6209 | D1 | Hydro Inga2 | HYIC02 | D1HYIC02 | D1HY00 | D1ELC01 | Existing | 1.056 | 80 | 31.536 | 1982 | 1 | 0 | 0.4 | 0.6 | 1.424 | 1.056 | 2830.2 | 2830.2 | 2830.2 | 2830.2 | 2830.2 | 2830.2 | 90 | 90 | 90 | 90 | 90 | 90
-5.82 | 13.48 | D1 | Hydro Zongo1 | HYZC01 | D1HYZC01 | D1HY00 | D1ELC01 | Existing | 0.031 | 100 | 31.536 | 1965 | 1 | 0 | 0.2344 | 0.6 | 0.075 | 0.031 | 2830.2 | 2830.2 | 2830.2 | 2830.2 | 2830.2 | 2830.2 | 90 | 90 | 90 | 90 | 90 | 90
-4.7706 | 14.8939 | D1 | Hydro Zongo2 | HYZC02 | D1HYZC02 | D1HY00 | D1ELC01 | Existing | 0.15 | 80 | 31.536 | 2019 | 1 | 0 | 0.32 | 0.6 | 0.15 | 0.15 | 2830.2 | 2830.2 | 2830.2 | 2830.2 | 2830.2 | 2830.2 | 90 | 90 | 90 | 90 | 90 | 90
-4.8419 | 14.9606 | D1 | Hydro Sanga | HYSC01 | D1HYSC01 | D1HY00 | D1ELC01 | Existing | 0 | 120 | 31.536 | 1932 | 1 | 0 | 0.45 | 0.6 | 0.012 | 0.012 | 2830.2 | 2830.2 | 2830.2 | 2830.2 | 2830.2 | 2830.2 | 90 | 90 | 90 | 90 | 90 | 90
-6.3581 | 22.4472 | Central | Hydro Katende | HYKC05 | CentralHYKC05 | Cent00 | CentralELC01 | Committed | 0.064 | 50 | 31.536 | 2022 | 1 | 0 |  |  | 0.064 | 0.064
25.462471 | -10.499617 | D2 | Hydro Busanga | HYBC01 | D2HYBC01 | D2HY00 | D2ELC01 | Existing | 0.06 | 50 | 31.536 | 2021 | 1 | 0 | 0.4 | 0.6 | 0.24 | 0.06 | 2830.2 | 2830.2 | 2830.2 | 2830.2 | 2830.2 | 2830.2 | 90 | 90 | 90 | 90 | 90 | 90
-10.7184 | 27.2839 | D2 | Hydro Koni | HYKC01 | D2HYKC01 | D2HY00 | D2ELC01 | Existing | 0.026 | 110 | 31.536 | 1950 | 1 | 0 | 0.4 | 0.6 | 0.04212 | 0.075 | 2830.2 | 2830.2 | 2830.2 | 2830.2 | 2830.2 | 2830.2 | 90 | 90 | 90 | 90 | 90 | 90
-10.7452 | 27.2447 | D2 | Hydro Mwadingusha | HYMC01 | D2HYMC01 | D2HY00 | D2ELC01 | Existing | 0 | 100 | 31.536 | 1954 | 1 | 0 | 0.4 | 0.6 | 0.068 | 0.072 | 2830.2 | 2830.2 | 2830.2 | 2830.2 | 2830.2 | 2830.2 | 90 | 90 | 90 | 90 | 90 | 90
-10.5 | 25.4667 | D2 | Hydro Nzilo | HYKC02 | D2HYKC02 | D2HY00 | D2ELC01 | Existing | 0.1 | 100 | 31.536 | 1954 | 1 | 0 | 0.4 | 0.6 | 0.11 | 0.075 | 2830.2 | 2830.2 | 2830.2 | 2830.2 | 2830.2 | 2830.2 | 90 | 90 | 90 | 90 | 90 | 90
-10.3253 | 25.4277 | D2 | Hydro Nseke | HYKC03 | D2HYKC03 | D2HY00 | D2ELC01 | Existing | 0.1863 | 100 | 31.536 | 1957 | 1 | 0 | 0.4 | 0.6 | 0.248 | 0.1863 | 2830.2 | 2830.2 | 2830.2 | 2830.2 | 2830.2 | 2830.2 | 90 | 90 | 90 | 90 | 90 | 90
-1.6585 | 29.2205 | D3 | Diesel Bandundu | DSBC02 | D3DSBC02 | D3DS00 | D3ELC01 | Existing | 0.0016 | 31 | 31.536 | 2010 | 0.35 | 0.5 | 0.8 | 0.89 | 0.0016 |  | 1024.5 | 1024.5 | 1024.5 | 1024.5 | 1024.5 | 1024.5 | 33 | 33 | 33 | 33 | 33 | 33
-1.6585 | 29.2205 | D3 | Diesel Basankusu | DSBC03 | D3DSBC03 | D3DS00 | D3ELC01 | Existing | 0.0006 | 31 | 31.536 | 2010 | 0.35 | 0.5 | 0.8 | 0.89 | 0.0006 |  | 1024.5 | 1024.5 | 1024.5 | 1024.5 | 1024.5 | 1024.5 | 33 | 33 | 33 | 33 | 33 | 33
-1.6585 | 29.2205 | D3 | Diesel Boende | DSBC04 | D3DSBC04 | D3DS00 | D3ELC01 | Existing | 0.0008 | 31 | 31.536 | 2010 | 0.35 | 0.5 | 0.8 | 0.89 | 0.0008 |  | 1024.5 | 1024.5 | 1024.5 | 1024.5 | 1024.5 | 1024.5 | 33 | 33 | 33 | 33 | 33 | 33
-1.6585 | 29.2205 | D3 | Diesel Bumba | DSBC05 | D3DSBC05 | D3DS00 | D3ELC01 | Existing | 0.0004 | 31 | 31.536 | 2010 | 0.35 | 0.5 | 0.8 | 0.89 | 0.0004 |  | 1024.5 | 1024.5 | 1024.5 | 1024.5 | 1024.5 | 1024.5 | 33 | 33 | 33 | 33 | 33 | 33
-1.6585 | 29.2205 | D3 | Diesel Buta | DSBC06 | D3DSBC06 | D3DS00 | D3ELC01 | Existing | 0.0018 | 31 | 31.536 | 2010 | 0.35 | 0.5 | 0.8 | 0.89 | 0.0018 |  | 1024.5 | 1024.5 | 1024.5 | 1024.5 | 1024.5 | 1024.5 | 33 | 33 | 33 | 33 | 33 | 33
-1.6585 | 29.2205 | D3 | Diesel Butembo | DSBC07 | D3DSBC07 | D3DS00 | D3ELC01 | Existing | 0.0003 | 66 | 31.536 | 1975 | 0.35 | 0.5 | 0.8 | 0.89 | 0.0003 |  | 1024.5 | 1024.5 | 1024.5 | 1024.5 | 1024.5 | 1024.5 | 33 | 33 | 33 | 33 | 33 | 33
-1.6585 | 29.2205 | D3 | Diesel Gemena | DSGC01 | D3DSGC01 | D3DS00 | D3ELC01 | Existing | 0 | 31 | 31.536 | 2010 | 0.35 | 0.5 | 0.8 | 0.89 | 0.0048 | 0 | 1024.5 | 1024.5 | 1024.5 | 1024.5 | 1024.5 | 1024.5 | 33 | 33 | 33 | 33 | 33 | 33
-1.6585 | 29.2205 | D3 | Diesel Goma | DSGC02 | D3DSGC02 | D3DS00 | D3ELC01 | Existing | 0.0096 | 31 | 31.536 | 2010 | 0.35 | 0.5 | 0.8 | 0.89 | 0.0096 |  | 1024.5 | 1024.5 | 1024.5 | 1024.5 | 1024.5 | 1024.5 | 33 | 33 | 33 | 33 | 33 | 33
-2.5083 | 28.8608 | D3 | Hydro Ruzizi 1 | HYRC01 | D3HYRC01 | D3HY00 | D3ELC01 | Existing | 0.01 | 50 | 31.536 | 2010 | 1 | 0 | 0.22 | 1 | 0.028 | 11.75 | 2830.2 | 2830.2 | 2830.2 | 2830.2 | 2830.2 | 2830.2 | 90 | 90 | 90 | 90 | 90 | 90
-2.5083 | 28.8608 | D3 | Hydro Ruzizi 2 | HYRC02 | D3HYRC02 | D3HY00 | D3ELC01 | Existing | 0.014667 | 50 | 31.536 | 2010 | 1 | 0 | 0.2 | 1 | 0.0282 |  | 2830.2 | 2830.2 | 2830.2 | 2830.2 | 2830.2 | 2830.2 | 90 | 90 | 90 | 90 | 90 | 90
-2.5083 | 28.8608 | D3 | Hydro Ruzizi III | HYRC03 | D3HYRC03 | D3HY00 | D3ELC01 | committed | 0.068667 | 50 | 31.536 | 2024 | 1 | 0 | 0.6 | 1 | 0.049 |  | 3183 | 3183 | 3183 | 3183 | 3183 | 3183 | 90 | 90 | 90 | 90 | 90 | 90
-2.5083 | 28.8608 | D3 | Hydro Other small | HYOC01 | D3HYOC01 | D3HY00 | D3ELC01 | Existing | 0.022 | 50 | 31.536 | 2019 | 1 | 0 | 0.4 | 1 | 0.022 |  | 2830.2 | 2830.2 | 2830.2 | 2830.2 | 2830.2 | 2830.2 | 90 | 90 | 90 | 90 | 90 | 90
in or out? |  | D3X | P_DRC_Gecamines_Coal_500 |  |  |  | D3XELC01 | Candidate | 0.5 | 35 | 31.536 | 202 | 0.39 | 0.85 |  | 0.922 | 0.5 |  | 3527.4 | 3527.4 | 3527.4 | 3527.4 | 3527.4 | 3527.4 | 112 | 112 | 112 | 112 | 112 | 112 | 0 | 0 | 0 | 0 | 0 | 0 | 0 | 0 | 0 | 0 | 0 | 0 | 0 | 0 | 0 | 0 | 0 | 0 | 0 | 0 | 0 | 0 | 0 | 0 | 0 | 0
-5.8963 | 22.4166 | D4 | Diesel Inongo | DSIC01 | D4DSIC01 | D4DS00 | D4ELC01 | Existing | 0.0002 | 31 | 31.536 | 2010 | 2.8571 | 0 | 0.8 | 0.89 | 0.0002 |  | 1024.5 | 1024.5 | 1024.5 | 1024.5 | 1024.5 | 1024.5 | 33 | 33 | 33 | 33 | 33 | 33
-5.8963 | 22.4166 | D4 | Diesel Kabalo | DSKC01 | D4DSKC01 | D4DS00 | D4ELC01 | Existing | 0.0008 | 31 | 31.536 | 2010 | 2.8571 | 0 | 0.8 | 0.89 | 0.0008 |  | 1024.5 | 1024.5 | 1024.5 | 1024.5 | 1024.5 | 1024.5 | 33 | 33 | 33 | 33 | 33 | 33
-5.8963 | 22.4166 | D4 | Diesel Kabinda | DSKC02 | D4DSKC02 | D4DS00 | D4ELC01 | Existing | 0.0012 | 31 | 31.536 | 2010 | 2.8571 | 0 | 0.8 | 0.89 | 0.0012 |  | 1024.5 | 1024.5 | 1024.5 | 1024.5 | 1024.5 | 1024.5 | 33 | 33 | 33 | 33 | 33 | 33
-5.8963 | 22.4166 | D4 | Diesel Kamina | DSKC03 | D4DSKC03 | D4DS00 | D4ELC01 | Existing | 0.0024 | 31 | 31.536 | 2010 | 2.8571 | 0 | 0.8 | 0.89 | 0.0024 |  | 1024.5 | 1024.5 | 1024.5 | 1024.5 | 1024.5 | 1024.5 | 33 | 33 | 33 | 33 | 33 | 33
-5.8963 | 22.4166 | D4 | Diesel Kananga | DSKC04 | D4DSKC04 | D4DS00 | D4ELC01 | Existing | 0.0081 | 31 | 31.536 | 2010 | 2.8571 | 0 | 0.8 | 0.89 | 0.0081 |  | 1024.5 | 1024.5 | 1024.5 | 1024.5 | 1024.5 | 1024.5 | 33 | 33 | 33 | 33 | 33 | 33
-5.8963 | 22.4166 | D4 | Diesel Kasenga | DSKC05 | D4DSKC05 | D4DS00 | D4ELC01 | Existing | 0.0004 | 31 | 31.536 | 2010 | 2.8571 | 0 | 0.8 | 0.89 | 0.0004 |  | 1024.5 | 1024.5 | 1024.5 | 1024.5 | 1024.5 | 1024.5 | 33 | 33 | 33 | 33 | 33 | 33
-5.8963 | 22.4166 | D4 | Diesel Kasongo | DSKC06 | D4DSKC06 | D4DS00 | D4ELC01 | Existing | 0.0012 | 31 | 31.536 | 2010 | 2.8571 | 0 | 0.8 | 0.89 | 0.0012 |  | 1024.5 | 1024.5 | 1024.5 | 1024.5 | 1024.5 | 1024.5 | 33 | 33 | 33 | 33 | 33 | 33
-5.8963 | 22.4166 | D4 | Diesel Kikwit | DSKC07 | D4DSKC07 | D4DS00 | D4ELC01 | Existing | 0.0018 | 31 | 31.536 | 2010 | 2.8571 | 0 | 0.8 | 0.89 | 0.0018 |  | 1024.5 | 1024.5 | 1024.5 | 1024.5 | 1024.5 | 1024.5 | 33 | 33 | 33 | 33 | 33 | 33
-6.136 | 23.5898 | D4 | Diesel Mbandaka | DSMC01 | D4DSMC01 | D4DS00 | D4ELC01 | Existing | 0.0069 | 31 | 31.536 | 2010 | 2.8571 | 0 | 0.8 | 0.89 | 0.0069 |  | 1024.5 | 1024.5 | 1024.5 | 1024.5 | 1024.5 | 1024.5 | 33 | 33 | 33 | 33 | 33 | 33
-6.136 | 23.5898 | D4 | Diesel Mbuji Mayi | DSMC02 | D4DSMC02 | D4DS00 | D4ELC01 | Existing | 0.0129 | 31 | 31.536 | 2010 | 2.8571 | 0 | 0.8 | 0.89 | 0.0129 |  | 1024.5 | 1024.5 | 1024.5 | 1024.5 | 1024.5 | 1024.5 | 33 | 33 | 33 | 33 | 33 | 33
-6.136 | 23.5898 | D4 | Diesel Mweka | DSMC03 | D4DSMC03 | D4DS00 | D4ELC01 | Existing | 0.0008 | 31 | 31.536 | 2010 | 2.8571 | 0 | 0.8 | 0.89 | 0.0008 |  | 1024.5 | 1024.5 | 1024.5 | 1024.5 | 1024.5 | 1024.5 | 33 | 33 | 33 | 33 | 33 | 33
-6.136 | 23.5898 | D4 | Diesel Zongo | DSZC01 | D4DSZC01 | D4DS00 | D4ELC01 | Existing | 0.075 | 31 | 31.536 | 1965 | 2.8571 | 0 | 0.8 | 0.89 | 0.075 |  | 1024.5 | 1024.5 | 1024.5 | 1024.5 | 1024.5 | 1024.5 | 33 | 33 | 33 | 33 | 33 | 33
-6.136 | 23.5898 | D4 | Gas Muanda | NGSC00 | D4NGSC00 | D4NG00 | D4ELC01 | Existing | 0.0048 | 35 | 31.536 | 1992 | 2.2222 | 0 | 0.85 | 0.92 | 0.0048 |  | 1024.5 | 1024.5 | 1024.5 | 1024.5 | 1024.5 | 1024.5 | 33 | 33 | 33 | 33 | 33 | 33
2.1512 | 21.5188 | D5 | Diesel Kindu | DSKC08 | D5DSKC08 | D5DS00 | D5ELC01 | Existing | 0.0006 | 31 | 31.536 | 2010 | 2.8571 | 0.8 | 0.8 | 0.89 | 0.0006 |  | 1024.5 | 1024.5 | 1024.5 | 1024.5 | 1024.5 | 1024.5 | 33 | 33 | 33 | 33 | 33 | 33
0.51528 | 25.191 | D5 | Diesel Kisangani | DSKC09 | D5DSKC09 | D5DS00 | D5ELC01 | Existing | 0.0512 | 31 | 31.536 | 2010 | 2.8571 | 0.8 | 0.8 | 0.89 | 0.0512 |  | 1024.5 | 1024.5 | 1024.5 | 1024.5 | 1024.5 | 1024.5 | 33 | 33 | 33 | 33 | 33 | 33
2.1512 | 21.5188 | D5 | Diesel Kongolo | DSKC10 | D5DSKC10 | D5DS00 | D5ELC01 | Existing | 0.0003 | 31 | 31.536 | 2010 | 2.8571 | 0.8 | 0.8 | 0.89 | 0.0003 |  | 1024.5 | 1024.5 | 1024.5 | 1024.5 | 1024.5 | 1024.5 | 33 | 33 | 33 | 33 | 33 | 33
2.1512 | 21.5188 | D5 | Diesel Lembe | DSLC01 | D5DSLC01 | D5DS00 | D5ELC01 | Existing | 0.0013 | 31 | 31.536 | 2010 | 2.8571 | 0.8 | 0.8 | 0.89 | 0.0013 |  | 1024.5 | 1024.5 | 1024.5 | 1024.5 | 1024.5 | 1024.5 | 33 | 33 | 33 | 33 | 33 | 33
2.1512 | 21.5188 | D5 | Diesel Libenge | DSLC02 | D5DSLC02 | D5DS00 | D5ELC01 | Existing | 0.0016 | 31 | 31.536 | 2010 | 2.8571 | 0.8 | 0.8 | 0.89 | 0.0016 |  | 1024.5 | 1024.5 | 1024.5 | 1024.5 | 1024.5 | 1024.5 | 33 | 33 | 33 | 33 | 33 | 33
2.1512 | 21.5188 | D5 | Diesel Lisala | DSLC03 | D5DSLC03 | D5DS00 | D5ELC01 | Existing | 0.0084 | 31 | 31.536 | 2010 | 2.8571 | 0.8 | 0.8 | 0.89 | 0.0084 |  | 1024.5 | 1024.5 | 1024.5 | 1024.5 | 1024.5 | 1024.5 | 33 | 33 | 33 | 33 | 33 | 33
2.1512 | 21.5188 | D5 | Diesel Lukala | DSLC04 | D5DSLC04 | D5DS00 | D5ELC01 | Existing | 0.0003 | 31 | 31.536 | 2010 | 2.8571 | 0.8 | 0.8 | 0.89 | 0.0003 |  | 1024.5 | 1024.5 | 1024.5 | 1024.5 | 1024.5 | 1024.5 | 33 | 33 | 33 | 33 | 33 | 33
2.1512 | 21.5188 | D5 | Diesel Lusambo | DSLC05 | D5DSLC05 | D5DS00 | D5ELC01 | Existing | 0.0012 | 31 | 31.536 | 2010 | 2.8571 | 0.8 | 0.8 | 0.89 | 0.0012 |  | 1024.5 | 1024.5 | 1024.5 | 1024.5 | 1024.5 | 1024.5 | 33 | 33 | 33 | 33 | 33 | 33
-7.3 | 27.45 | D5 | Diesel Tshela | DSTC01 | D5DSTC01 | D5DS00 | D5ELC01 | Existing | 0.0295 | 27 | 31.536 | 2014 | 2.8571 | 0.8 | 0.8 | 0.89 | 0.0295 |  | 1024.5 | 1024.5 | 1024.5 | 1024.5 | 1024.5 | 1024.5 | 33 | 33 | 33 | 33 | 33 | 33
1.56 | 30.24 | D5 | Hydro Soleniama | HYSC02 | D5HYSC02 | D5HY00 | D5ELC01 | Existing | 0.0255 | 117 | 31.536 | 1924 | 1 | 0.45 | 0.45 | 1 | 0.0255 |  | 2830.2 | 2830.2 | 2830.2 | 2830.2 | 2830.2 | 2830.2 | 90 | 90 | 90 | 90 | 90 | 90
0.5375 | 25.1875 | D5 | Hydro Tshopo | HYTC01 | D5HYTC01 | D5HY00 | D5ELC01 | Existing | 0.01265 | 86 | 31.536 | 1955 | 1 | 0.45 | 0.45 | 0.45 | 0.01965 | 0.01265 | 2830.2 | 2830.2 | 2830.2 | 2830.2 | 2830.2 | 2830.2 | 90 | 90 | 90 | 90 | 90 | 90
4.4167 | 18.7944 | D5 | Hydro Mobayi | HYMC02 | D5HYMC02 | D5HY00 | D5ELC01 | Existing | 0.003 | 54 | 31.536 | 1987 | 1 | 0.4 | 0.4 | 0.4 | 0.0114 | 0.003 | 2830.2 | 2830.2 | 2830.2 | 2830.2 | 2830.2 | 2830.2 | 90 | 90 | 90 | 90 | 90 | 90
-7.6667 | 28.1667 | D5 | Hydro Piana | HYPC01 | D5HYPC01 | D5HY00 | D5ELC01 | Existing | 0.0295 | 50 | 31.536 | 2014 | 1 | 0.02 | 0.02 | 1 | 0.0295 |  | 2830.2 | 2830.2 | 2830.2 | 2830.2 | 2830.2 | 2830.2 | 90 | 90 | 90 | 90 | 90 | 90
None | None | D5 | Solar Kolwezi | HYKC03 | D5HYKC03 | D5HY00 | D5ELC01 | Committed | 0.2 | 24 | 31.536 | ? | 1 | Seasonal | 1 | Seasonal | 0.2 |  | 2042.5 | 2042.5 | 2042.5 | 2042.5 | 2042.5 | 2042.5 | 28.145 | 28.145 | 28.145 | 28.145 | 28.145 | 28.145
None | None | D5 | Solar Likasi | HYLC01 | D5HYLC01 | D5HY00 | D5ELC01 | Committed | 0.2 | 24 | 31.536 | ? | 1 | Seasonal | 1 | Seasonal | 0.2 |  | 2042.5 | 2042.5 | 2042.5 | 2042.5 | 2042.5 | 2042.5 | 28.145 | 28.145 | 28.145 | 28.145 | 28.145 | 28.145
None | None | D5 | Solar Lubumbashi | HYLC02 | D5HYLC02 | D5HY00 | D5ELC01 | Committed | 0.2 | 24 | 31.536 | ? | 1 | Seasonal | 1 | Seasonal | 0.2 |  | 2042.5 | 2042.5 | 2042.5 | 2042.5 | 2042.5 | 2042.5 | 28.145 | 28.145 | 28.145 | 28.145 | 28.145 | 28.145
1.567 | 30.183 | D5 | Hydro Budano | HYBC01 | D5HYBC01 | D5HY00 | D5ELC01 | Existing | 0.0182 | 50 | 31.536 | 1992 | 1 | 0.4 | 0.4 | 0.63 | 0.0182 |  | 2830.2 | 2830.2 | 2830.2 | 2830.2 | 2830.2 | 2830.2 | 90 | 90 | 90 | 90 | 90
-5.0336 | 28.9491 | D5 | Hydro Kyimbi | HYKC04 | D5HYKC04 | D5HY00 | D5ELC01 | Existing | 0.0363 | 50 | 31.536 | 1992 | 1 | 0.4 | 0.4 | 0.63 | 0.0363 |  | 2830.2 | 2830.2 | 2830.2 | 2830.2 | 2830.2 | 2830.2 | 90 | 90 | 90 | 90 | 90
-7.3 | 27.45 | D5 | Hydro Sanga | HYSC01 | D5HYSC01 | D5HY00 | D5ELC01 | Existing | 0.01621 | 50 | 31.536 | 1992 | 1 | 0.4 | 0.4 | 0.63 | 0.01621 |  | 2830.2 | 2830.2 | 2830.2 | 2830.2 | 2830.2 | 2830.2 | 90 | 90 | 90 | 90 | 90
|  | None | Hydro Bendera | [5 empty] | 0 |  |  | 1959 |  |  |  |  | 0.0172 | 0
|  | None | Hydro Kilubi | [5 empty] | 0.003 |  |  | 1954 |  |  |  |  | 0.0108 | 0.003
|  | None | Hydro Mpozo | [5 empty] | 0 | [7 empty] | 0.0022 | 0
|  |  | Imboulou hydro plant ? Brazaville | [5 empty] | 0
|  |  | M'Sha |  |  | Hydro |  |  | 0
|  |  | Moukoukoulou |  |  | Hydro |  |  | 0
|  |  | Pointe-Noire |  |  | Oil |  |  | 0
|  |  | Rutshuru |  |  | Hydro |  |  | 0
Note on S1: [Threaded comment] Your version of Excel allows you to read this threaded comment; however, any edits to it will get removed if the file is opened in a newer version of Excel. Learn more: https://go.microsoft.com/fwlink/?linkid=870924 Comment: Cahier sectoriel ANAPI – RDC: Investir dans l’électricité, 2016 p22 even more pessimistic than WB but that may be a reflection of availabiliy before the WB shown refurbishments (See 2019 Makuku)
Note on R3: [Threaded comment] Your version of Excel allows you to read this threaded comment; however, any edits to it will get removed if the file is opened in a newer version of Excel. Learn more: https://go.microsoft.com/fwlink/?linkid=870924 Comment: 55MW of this may not be available (WB report)
Note on R4: [Threaded comment] Your version of Excel allows you to read this threaded comment; however, any edits to it will get removed if the file is opened in a newer version of Excel. Learn more: https://go.microsoft.com/fwlink/?linkid=870924 Comment: WB says this is 50% of DRC generating capacity, but that only 1056MW of this capacity may be currently available
Note on I6: [Threaded comment] Your version of Excel allows you to read this threaded comment; however, any edits to it will get removed if the file is opened in a newer version of Excel. Learn more: https://go.microsoft.com/fwlink/?linkid=870924 Comment: Changed from committed to existing based on Christians Review
Note on I8: [Threaded comment] Your version of Excel allows you to read this threaded comment; however, any edits to it will get removed if the file is opened in a newer version of Excel. Learn more: https://go.microsoft.com/fwlink/?linkid=870924 Comment: This power plant has been under construction since 2011, but with a period of no work until construction started again in 2021
Note on D9: [Threaded comment] Your version of Excel allows you to read this threaded comment; however, any edits to it will get removed if the file is opened in a newer version of Excel. Learn more: https://go.microsoft.com/fwlink/?linkid=870924 Comment: global power plant database
Note on I9: [Threaded comment] Your version of Excel allows you to read this threaded comment; however, any edits to it will get removed if the file is opened in a newer version of Excel. Learn more: https://go.microsoft.com/fwlink/?linkid=870924 Comment: Added after Christians review
Note on S10: [Threaded comment] Your version of Excel allows you to read this threaded comment; however, any edits to it will get removed if the file is opened in a newer version of Excel. Learn more: https://go.microsoft.com/fwlink/?linkid=870924 Comment: This 0.1 total, 0.075 available according to Christian vs the 0.026 originally there based on 13x2
Note on S11: [Threaded comment] Your version of Excel allows you to read this threaded comment; however, any edits to it will get removed if the file is opened in a newer version of Excel. Learn more: https://go.microsoft.com/fwlink/?linkid=870924 Comment: According to Christian, this plant is still in service
Note on R12: [Threaded comment] Your version of Excel allows you to read this threaded comment; however, any edits to it will get removed if the file is opened in a newer version of Excel. Learn more: https://go.microsoft.com/fwlink/?linkid=870924 Comment: WB108
Note on S12: [Threaded comment] Your version of Excel allows you to read this threaded comment; however, any edits to it will get removed if the file is opened in a newer version of Excel. Learn more: https://go.microsoft.com/fwlink/?linkid=870924 Comment: According to Christian, actual capacity 108, available 75
Note on R13: [Threaded comment] Your version of Excel allows you to read this threaded comment; however, any edits to it will get removed if the file is opened in a newer version of Excel. Learn more: https://go.microsoft.com/fwlink/?linkid=870924 Comment: WB260
Note on S13: [Threaded comment] Your version of Excel allows you to read this threaded comment; however, any edits to it will get removed if the file is opened in a newer version of Excel. Learn more: https://go.microsoft.com/fwlink/?linkid=870924 Comment: Christian says 195
Note on D20: [Threaded comment] Your version of Excel allows you to read this threaded comment; however, any edits to it will get removed if the file is opened in a newer version of Excel. Learn more: https://go.microsoft.com/fwlink/?linkid=870924 Comment: Stopped according to Christian
Note on D21: [Threaded comment] Your version of Excel allows you to read this threaded comment; however, any edits to it will get removed if the file is opened in a newer version of Excel. Learn more: https://go.microsoft.com/fwlink/?linkid=870924 Comment: No Goma on Christians list, Assume this is Gombo?
Note on D24: [Threaded comment] Your version of Excel allows you to read this threaded comment; however, any edits to it will get removed if the file is opened in a newer version of Excel. Learn more: https://go.microsoft.com/fwlink/?linkid=870924 Comment: Added some capacity according to Christians list
Note on P24: [Threaded comment] Your version of Excel allows you to read this threaded comment; however, any edits to it will get removed if the file is opened in a newer version of Excel. Learn more: https://go.microsoft.com/fwlink/?linkid=870924 Comment: Based on information on expected GWh output found on the web
Note on D25: [Threaded comment] Your version of Excel allows you to read this threaded comment; however, any edits to it will get removed if the file is opened in a newer version of Excel. Learn more: https://go.microsoft.com/fwlink/?linkid=870924 Comment: Added some capacity according to Christians list
Note on P25: [Threaded comment] Your version of Excel allows you to read this threaded comment; however, any edits to it will get removed if the file is opened in a newer version of Excel. Learn more: https://go.microsoft.com/fwlink/?linkid=870924 Comment: Generic new plant
Note on O26: [Threaded comment] Your version of Excel allows you to read this threaded comment; however, any edits to it will get removed if the file is opened in a newer version of Excel. Learn more: https://go.microsoft.com/fwlink/?linkid=870924 Comment: Availibility
Note on Q26: [Threaded comment] Your version of Excel allows you to read this threaded comment; however, any edits to it will get removed if the file is opened in a newer version of Excel. Learn more: https://go.microsoft.com/fwlink/?linkid=870924 Comment: Plant factor
Note on R50: [Threaded comment] Your version of Excel allows you to read this threaded comment; however, any edits to it will get removed if the file is opened in a newer version of Excel. Learn more: https://go.microsoft.com/fwlink/?linkid=870924 Comment: IRENA says 8.6, 19.65 is the WB
Note on M53: [Threaded comment] Your version of Excel allows you to read this threaded comment; however, any edits to it will get removed if the file is opened in a newer version of Excel. Learn more: https://go.microsoft.com/fwlink/?linkid=870924 Comment: should have been 2020
Note on M56: [Threaded comment] Your version of Excel allows you to read this threaded comment; however, any edits to it will get removed if the file is opened in a newer version of Excel. Learn more: https://go.microsoft.com/fwlink/?linkid=870924 Comment: This is a whole series of stations summed together, first year ranges from 1940 to 1992
Note on M57: [Threaded comment] Your version of Excel allows you to read this threaded comment; however, any edits to it will get removed if the file is opened in a newer version of Excel. Learn more: https://go.microsoft.com/fwlink/?linkid=870924 Comment: This is a whole series of stations summed together, first year ranges from 1943 to 1992
Note on M58: [Threaded comment] Your version of Excel allows you to read this threaded comment; however, any edits to it will get removed if the file is opened in a newer version of Excel. Learn more: https://go.microsoft.com/fwlink/?linkid=870924 Comment: This is a whole series of stations summed together, first year ranges from 1932 to 1992

## New Generic (other)
Latitude | Longitude | Region | Description | name | name in model | Input fuel | Output fuel | Status | Capacity Threshold | Remaining OperationalLife | CapacityToActivityUnit | First year of operation | Efficiency | Minimum utilisation | Availibility factor | Capacity | Max Capacity | Capital ($/kW) 2017 (2015US$) | Capital 2020 | Capital 2025 | Capital 2030 | Capital 2035 | Capital 2040 | Fixed ($/kW) | Fixed 2020 | Fixed 2025 | Fixed 2030 | Fixed 2035 | Fixed 2040 | Variable 2015 | Variable 2016 | Variable 2017 | Variable 2018 | Variable 2019 | Variable 2020 | Variable 2021 | Variable 2022 | Variable 2023 | Variable 2024 | Variable 2025 | Variable 2026 | Variable 2027 | Variable 2028 | Variable 2029 | Variable 2030 | Variable 2031 | Variable 2032 | Variable 2033 | Variable 2034 | Variable 2035 | Variable 2036 | Variable 2037 | Variable 2038 | Variable 2039 | Variable 2040 | Source
NA | NA | D1 | Generic Diesel Centralized | DSGC00 | D1DSGC00 | D1DS00 | D1ELC01 | New Generic | 200 | 25 | 31.536 | 2023 | 2.8571 | 0.05 | 0.894 | 0.894 |  | 1162.02 | 1162.02 | 1162.02 | 1162.02 | 1162.02 | 1162.02 | 35.31 | 35.31 | 35.31 | 35.31 | 35.31 | 35.31 | 0 | 0 | 0 | 0 | 0 | 0 | 0 | 0 | 0 | 0 | 0 | 0 | 0 | 0 | 0 | 0 | 0 | 0 | 0 | 0 | 0 | 0 | 0 | 0 | 0 | 0
NA | NA | D1 | Generic HFO | HFGC00 | D1HFGC00 | D1HF00 | D1ELC01 | New Generic | 200 | 25 | 31.536 | 2023 | 2.8571 | 0.05 | 0.89 | 0.89 |  | 1162.02 | 1162.02 | 1162.02 | 1162.02 | 1162.02 | 1162.02 | 35.31 | 35.31 | 35.31 | 35.31 | 35.31 | 35.31 | 0 | 0 | 0 | 0 | 0 | 0 | 0 | 0 | 0 | 0 | 0 | 0 | 0 | 0 | 0 | 0 | 0 | 0 | 0 | 0 | 0 | 0 | 0 | 0 | 0 | 0
NA | NA | D1 | Generic Gas Open Cycle | NGOC00 | D1NGOC00 | D1NG00 | D1ELC01 | New Generic | 200 | 25 | 31.536 | 2024 | 2.8571 | 0.05 | 0.92 | 0.92 |  | 850.65 | 850.65 | 850.65 | 850.65 | 850.65 | 850.65 | 25.68 | 25.68 | 25.68 | 25.68 | 25.68 | 25.68 | 0 | 0 | 0 | 0 | 0 | 0 | 0 | 0 | 0 | 0 | 0 | 0 | 0 | 0 | 0 | 0 | 0 | 0 | 0 | 0 | 0 | 0 | 0 | 0 | 0 | 0
NA | NA | D1 | Generic Gas Combined Cycle | NGCC00 | D1NGCC00 | D1NG00 | D1ELC01 | New Generic | 300 | 30 | 31.536 | 2024 | 1.7241 | 0.15 | 0.92 | 0.92 |  | 1084.98 | 1084.98 | 1084.98 | 1084.98 | 1084.98 | 1084.98 | 32.1 | 32.1 | 32.1 | 32.1 | 32.1 | 32.1 | 0 | 0 | 0 | 0 | 0 | 0 | 0 | 0 | 0 | 0 | 0 | 0 | 0 | 0 | 0 | 0 | 0 | 0 | 0 | 0 | 0 | 0 | 0 | 0 | 0 | 0
NA | NA | D1 | Generic Gas Engine | NGEC00 | D1NGEC00 | D1NG00 | D1ELC01 | New Generic | 100 | 25 | 31.536 | 2024 | 2.2222 | 0.05 | 0.92 | 0.92 |  | 1162.02 | 1162.02 | 1162.02 | 1162.02 | 1162.02 | 1162.02 | 35.31 | 35.31 | 33 | 33 | 33 | 33 | 0 | 0 | 0 | 0 | 0 | 0 | 0 | 0 | 0 | 0 | 0 | 0 | 0 | 0 | 0 | 0 | 0 | 0 | 0 | 0 | 0 | 0 | 0 | 0 | 0 | 0
NA | NA | D1 | Generic Bagasse | BMBC00 | D1BMBC00 | D1BM00 | D1ELC01 | New Generic | 0 | 25 | 31.536 | 2024 | 3.8462 | 0.2 | 0.818 | 0.818 |  | 2580.84 | 2580.84 | 2580.84 | 2580.84 | 2580.84 | 2580.84 | 82.5826 | 82.5826 | 77.18 | 77.18 | 77.18 | 77.18 | 4.47 | 4.47 | 4.47 | 4.47 | 4.47 | 4.47 | 4.47 | 4.47 | 4.47 | 4.47 | 4.47 | 4.47 | 4.47 | 4.47 | 4.47 | 4.47 | 4.47 | 4.47 | 4.47 | 4.47 | 4.47 | 4.47 | 4.47 | 4.47 | 4.47 | 4.47
NA | NA | D1 | Generic Wood | BWWC00 | D1BWWC00 | D1BW00 | D1ELC01 | New Generic | 0 | 15 | 31.536 | 2024 | 3.8462 | 0.2 | 0.818 | 0.818 |  | 2580.84 | 2580.84 | 2580.84 | 2580.84 | 2580.84 | 2580.84 | 82.5826 | 82.5826 | 77.18 | 77.18 | 77.18 | 77.18 | 4.47 | 4.47 | 4.47 | 4.47 | 4.47 | 4.47 | 4.47 | 4.47 | 4.47 | 4.47 | 4.47 | 4.47 | 4.47 | 4.47 | 4.47 | 4.47 | 4.47 | 4.47 | 4.47 | 4.47 | 4.47 | 4.47 | 4.47 | 4.47 | 4.47 | 4.47
NA | NA | D2 | Generic Diesel Centralized | DSGC00 | D1DSGC00 | D1DS00 | D1ELC01 | New Generic | 200 | 25 | 31.536 | 2023 | 2.8571 | 0.05 | 0.894 | 0.894 |  | 1162.02 | 1162.02 | 1162.02 | 1162.02 | 1162.02 | 1162.02 | 35.31 | 35.31 | 35.31 | 35.31 | 35.31 | 35.31 | 0 | 0 | 0 | 0 | 0 | 0 | 0 | 0 | 0 | 0 | 0 | 0 | 0 | 0 | 0 | 0 | 0 | 0 | 0 | 0 | 0 | 0 | 0 | 0 | 0 | 0
NA | NA | D2 | Generic HFO | HFGC00 | D1HFGC00 | D1HF00 | D1ELC01 | New Generic | 200 | 25 | 31.536 | 2023 | 2.8571 | 0.05 | 0.89 | 0.89 |  | 1162.02 | 1162.02 | 1162.02 | 1162.02 | 1162.02 | 1162.02 | 35.31 | 35.31 | 35.31 | 35.31 | 35.31 | 35.31 | 0 | 0 | 0 | 0 | 0 | 0 | 0 | 0 | 0 | 0 | 0 | 0 | 0 | 0 | 0 | 0 | 0 | 0 | 0 | 0 | 0 | 0 | 0 | 0 | 0 | 0
NA | NA | D2 | Generic Gas Open Cycle | NGOC00 | D1NGOC00 | D1NG00 | D1ELC01 | New Generic | 200 | 25 | 31.536 | 2024 | 2.8571 | 0.05 | 0.92 | 0.92 |  | 850.65 | 850.65 | 850.65 | 850.65 | 850.65 | 850.65 | 25.68 | 25.68 | 25.68 | 25.68 | 25.68 | 25.68 | 0 | 0 | 0 | 0 | 0 | 0 | 0 | 0 | 0 | 0 | 0 | 0 | 0 | 0 | 0 | 0 | 0 | 0 | 0 | 0 | 0 | 0 | 0 | 0 | 0 | 0
NA | NA | D2 | Generic Gas Combined Cycle | NGCC00 | D1NGCC00 | D1NG00 | D1ELC01 | New Generic | 300 | 30 | 31.536 | 2024 | 1.7241 | 0.15 | 0.92 | 0.92 |  | 1084.98 | 1084.98 | 1084.98 | 1084.98 | 1084.98 | 1084.98 | 32.1 | 32.1 | 32.1 | 32.1 | 32.1 | 32.1 | 0 | 0 | 0 | 0 | 0 | 0 | 0 | 0 | 0 | 0 | 0 | 0 | 0 | 0 | 0 | 0 | 0 | 0 | 0 | 0 | 0 | 0 | 0 | 0 | 0 | 0
NA | NA | D2 | Generic Gas Engine | NGEC00 | D1NGEC00 | D1NG00 | D1ELC01 | New Generic | 100 | 25 | 31.536 | 2024 | 2.2222 | 0.05 | 0.92 | 0.92 |  | 1162.02 | 1162.02 | 1162.02 | 1162.02 | 1162.02 | 1162.02 | 35.31 | 35.31 | 33 | 33 | 33 | 33 | 0 | 0 | 0 | 0 | 0 | 0 | 0 | 0 | 0 | 0 | 0 | 0 | 0 | 0 | 0 | 0 | 0 | 0 | 0 | 0 | 0 | 0 | 0 | 0 | 0 | 0
NA | NA | D2 | Generic Bagasse | BMBC00 | D1BMBC00 | D1BM00 | D1ELC01 | New Generic | 0 | 25 | 31.536 | 2024 | 3.8462 | 0.2 | 0.818 | 0.818 |  | 2580.84 | 2580.84 | 2580.84 | 2580.84 | 2580.84 | 2580.84 | 82.5826 | 82.5826 | 77.18 | 77.18 | 77.18 | 77.18 | 4.47 | 4.47 | 4.47 | 4.47 | 4.47 | 4.47 | 4.47 | 4.47 | 4.47 | 4.47 | 4.47 | 4.47 | 4.47 | 4.47 | 4.47 | 4.47 | 4.47 | 4.47 | 4.47 | 4.47 | 4.47 | 4.47 | 4.47 | 4.47 | 4.47 | 4.47
NA | NA | D2 | Generic Wood | BWWC00 | D1BWWC00 | D1BW00 | D1ELC01 | New Generic | 100 | 15 | 31.536 | 2024 | 3.8462 | 0.2 | 0.818 | 0.818 |  | 2580.84 | 2580.84 | 2580.84 | 2580.84 | 2580.84 | 2580.84 | 82.5826 | 82.5826 | 77.18 | 77.18 | 77.18 | 77.18 | 4.47 | 4.47 | 4.47 | 4.47 | 4.47 | 4.47 | 4.47 | 4.47 | 4.47 | 4.47 | 4.47 | 4.47 | 4.47 | 4.47 | 4.47 | 4.47 | 4.47 | 4.47 | 4.47 | 4.47 | 4.47 | 4.47 | 4.47 | 4.47 | 4.47 | 4.47
NA | NA | D3 | Generic Diesel Centralized | DSGC00 | D1DSGC00 | D1DS00 | D1ELC01 | New Generic | 200 | 25 | 31.536 | 2023 | 2.8571 | 0.05 | 0.894 | 0.894 |  | 1162.02 | 1162.02 | 1162.02 | 1162.02 | 1162.02 | 1162.02 | 35.31 | 35.31 | 35.31 | 35.31 | 35.31 | 35.31 | 0 | 0 | 0 | 0 | 0 | 0 | 0 | 0 | 0 | 0 | 0 | 0 | 0 | 0 | 0 | 0 | 0 | 0 | 0 | 0 | 0 | 0 | 0 | 0 | 0 | 0
NA | NA | D3 | Generic HFO | HFGC00 | D1HFGC00 | D1HF00 | D1ELC01 | New Generic | 200 | 25 | 31.536 | 2023 | 2.8571 | 0.05 | 0.89 | 0.89 |  | 1162.02 | 1162.02 | 1162.02 | 1162.02 | 1162.02 | 1162.02 | 35.31 | 35.31 | 35.31 | 35.31 | 35.31 | 35.31 | 0 | 0 | 0 | 0 | 0 | 0 | 0 | 0 | 0 | 0 | 0 | 0 | 0 | 0 | 0 | 0 | 0 | 0 | 0 | 0 | 0 | 0 | 0 | 0 | 0 | 0
NA | NA | D3 | Generic Gas Open Cycle | NGOC00 | D1NGOC00 | D1NG00 | D1ELC01 | New Generic | 200 | 25 | 31.536 | 2024 | 2.8571 | 0.05 | 0.92 | 0.92 |  | 850.65 | 850.65 | 850.65 | 850.65 | 850.65 | 850.65 | 25.68 | 25.68 | 25.68 | 25.68 | 25.68 | 25.68 | 0 | 0 | 0 | 0 | 0 | 0 | 0 | 0 | 0 | 0 | 0 | 0 | 0 | 0 | 0 | 0 | 0 | 0 | 0 | 0 | 0 | 0 | 0 | 0 | 0 | 0
NA | NA | D3 | Generic Gas Combined Cycle | NGCC00 | D1NGCC00 | D1NG00 | D1ELC01 | New Generic | 300 | 30 | 31.536 | 2024 | 1.7241 | 0.15 | 0.92 | 0.92 |  | 1084.98 | 1084.98 | 1084.98 | 1084.98 | 1084.98 | 1084.98 | 32.1 | 32.1 | 32.1 | 32.1 | 32.1 | 32.1 | 0 | 0 | 0 | 0 | 0 | 0 | 0 | 0 | 0 | 0 | 0 | 0 | 0 | 0 | 0 | 0 | 0 | 0 | 0 | 0 | 0 | 0 | 0 | 0 | 0 | 0
NA | NA | D3 | Generic Gas Engine | NGEC00 | D1NGEC00 | D1NG00 | D1ELC01 | New Generic | 100 | 25 | 31.536 | 2024 | 2.2222 | 0.05 | 0.92 | 0.92 |  | 1162.02 | 1162.02 | 1162.02 | 1162.02 | 1162.02 | 1162.02 | 35.31 | 35.31 | 33 | 33 | 33 | 33 | 0 | 0 | 0 | 0 | 0 | 0 | 0 | 0 | 0 | 0 | 0 | 0 | 0 | 0 | 0 | 0 | 0 | 0 | 0 | 0 | 0 | 0 | 0 | 0 | 0 | 0
NA | NA | D3 | Generic Bagasse | BMBC00 | D1BMBC00 | D1BM00 | D1ELC01 | New Generic | 0 | 25 | 31.536 | 2024 | 3.8462 | 0.2 | 0.818 | 0.818 |  | 2580.84 | 2580.84 | 2580.84 | 2580.84 | 2580.84 | 2580.84 | 82.5826 | 82.5826 | 77.18 | 77.18 | 77.18 | 77.18 | 4.47 | 4.47 | 4.47 | 4.47 | 4.47 | 4.47 | 4.47 | 4.47 | 4.47 | 4.47 | 4.47 | 4.47 | 4.47 | 4.47 | 4.47 | 4.47 | 4.47 | 4.47 | 4.47 | 4.47 | 4.47 | 4.47 | 4.47 | 4.47 | 4.47 | 4.47
NA | NA | D3 | Generic Wood | BWWC00 | D1BWWC00 | D1BW00 | D1ELC01 | New Generic | 100 | 15 | 31.536 | 2024 | 3.8462 | 0.2 | 0.818 | 0.818 |  | 2580.84 | 2580.84 | 2580.84 | 2580.84 | 2580.84 | 2580.84 | 82.5826 | 82.5826 | 77.18 | 77.18 | 77.18 | 77.18 | 4.47 | 4.47 | 4.47 | 4.47 | 4.47 | 4.47 | 4.47 | 4.47 | 4.47 | 4.47 | 4.47 | 4.47 | 4.47 | 4.47 | 4.47 | 4.47 | 4.47 | 4.47 | 4.47 | 4.47 | 4.47 | 4.47 | 4.47 | 4.47 | 4.47 | 4.47
Note on J1: [Threaded comment] Your version of Excel allows you to read this threaded comment; however, any edits to it will get removed if the file is opened in a newer version of Excel. Learn more: https://go.microsoft.com/fwlink/?linkid=870924 Comment: If set to 10 then randomly set

## Hydro Small New
Latitude | Longitude | Region | Description | name | name in model | Input fuel | Output fuel | Status | Capacity Threshold | OperationalLife | CapacityToActivityUnit | First year of operation | Efficiency | Minimum utilisation | Availibility factor | Capacity factor | Max Capacity |  | Capital ($/kW) 2017 | Capital 2020 | Capital 2025 | Capital 2030 | Capital 2035 | Capital 2040 | Fixed ($/kW) | Fixed 2020 | Fixed 2025 | Fixed 2030 | Fixed 2035 | Fixed 2040 | Variable 2015 | Variable 2016 | Variable 2017 | Variable 2018 | Variable 2019 | Variable 2020 | Variable 2021 | Variable 2022 | Variable 2023 | Variable 2024 | Variable 2025 | Variable 2026 | Variable 2027 | Variable 2028 | Variable 2029 | Variable 2030 | Variable 2031 | Variable 2032 | Variable 2033 | Variable 2034 | Variable 2035 | Variable 2036 | Variable 2037 | Variable 2038 | Variable 2039 | Variable 2040 | Source
|  | D3 | LT-0031 Kiliba - Katobo | HLT0031 | D3HLT0031 | D3HY00 | D3ELC01 | New Specific | 0.015 | 30 | 31.536 | 2023 | 1 | 0.5 | 0.56 | 1 | 0.015 | 132.0251 | 4941 | 4941 | 4941 | 4941 | 4941 | 4941 | 123.525 | 123.525 | 123.525 | 123.525 | 123.525 | 123.525 |  | 0 | 0 | 0 | 0 | 0 | 0 | 0 | 0 | 0 | 0 | 0 | 0 | 0 | 0 | 0 | 0 | 0 | 0 | 0 | 0 | 0 | 0 | 0 | 0 | 0 | IRENA
|  | D2 | LT-0180 Dikolongo aval | HLT0180 | D2HLT0180 | D2HY00 | D2ELC01 | New Specific | 0.0176 | 30 | 31.536 | 2023 | 1 | 0.5 | 0.56 | 1 | 0.0176 | 156.7682 | 5867 | 5867 | 5867 | 5867 | 5867 | 5867 | 146.675 | 146.675 | 146.675 | 146.675 | 146.675 | 146.675
|  | D2 | LT-0181 Chutes de Kawa | HLT0181 | D2HLT0181 | D2HY00 | D2ELC01 | New Specific | 0.0179 | 30 | 31.536 | 2023 | 1 | 0.5 | 0.56 | 1 | 0.0179 | 157.1957 | 5883 | 5883 | 5883 | 5883 | 5883 | 5883 | 147.075 | 147.075 | 147.075 | 147.075 | 147.075 | 147.075
|  | D1 | LT-0185 Kwilu | HLT0185 | D1HLT0185 | D1HY00 | D1ELC01 | New Specific | 0.018 | 30 | 31.536 | 2023 | 1 | 0.5 | 0.56 | 1 | 0.018 | 183.729 | 6876 | 6876 | 6876 | 6876 | 6876 | 6876 | 171.9 | 171.9 | 171.9 | 171.9 | 171.9 | 171.9
|  | D3 | SF-0421 SF-0421 | HSF0421 | D3HSF0421 | D3HY00 | D3ELC01 | New Specific | 0.01 | 30 | 31.536 | 2023 | 1 | 0.5 | 0.56 | 1 | 0.01 | 150.3553 | 5627 | 5627 | 5627 | 5627 | 5627 | 5627 | 140.675 | 140.675 | 140.675 | 140.675 | 140.675 | 140.675
|  | D3 | SF-0540 SF-0540 | HSF0540 | D3HSF0540 | D3HY00 | D3ELC01 | New Specific | 0.0072 | 30 | 31.536 | 2023 | 1 | 0.5 | 0.56 | 1 | 0.0072 | 153.0006 | 5726 | 5726 | 5726 | 5726 | 5726 | 5726 | 143.15 | 143.15 | 143.15 | 143.15 | 143.15 | 143.15
|  | D1 | SF-0689 SF-0689 | HSF0689 | D1HSF0689 | D1HY00 | D1ELC01 | New Specific | 0.0132 | 30 | 31.536 | 2023 | 1 | 0.5 | 0.56 | 1 | 0.0132 | 182.7136 | 6838 | 6838 | 6838 | 6838 | 6838 | 6838 | 170.95 | 170.95 | 170.95 | 170.95 | 170.95 | 170.95
|  | D1 | SF-0705 SF-0705 | HSF0705 | D1HSF0705 | D1HY00 | D1ELC01 | New Specific | 0.0127 | 30 | 31.536 | 2023 | 1 | 0.5 | 0.56 | 1 | 0.0127 | 168.2312 | 6296 | 6296 | 6296 | 6296 | 6296 | 6296 | 157.4 | 157.4 | 157.4 | 157.4 | 157.4 | 157.4
|  | D1 | SF-0741 SF-0741 | HSF0741 | D1HSF0741 | D1HY00 | D1ELC01 | New Specific | 0.0153 | 30 | 31.536 | 2023 | 1 | 0.5 | 0.56 | 1 | 0.0153 | 165.292 | 6186 | 6186 | 6186 | 6186 | 6186 | 6186 | 154.65 | 154.65 | 154.65 | 154.65 | 154.65 | 154.65
|  | D3 | SF-0759 SF-0759 | HSF0759 | D3HSF0759 | D3HY00 | D3ELC01 | New Specific | 0.0149 | 30 | 31.536 | 2023 | 1 | 0.5 | 0.56 | 1 | 0.0149 | 129.1661 | 4834 | 4834 | 4834 | 4834 | 4834 | 4834 | 120.85 | 120.85 | 120.85 | 120.85 | 120.85 | 120.85
|  | D3 | SF-0763 SF-0763 | HSF0763 | D3HSF0763 | D3HY00 | D3ELC01 | New Specific | 0.0105 | 30 | 31.536 | 2023 | 1 | 0.5 | 0.56 | 1 | 0.0105 | 163.3948 | 6115 | 6115 | 6115 | 6115 | 6115 | 6115 | 152.875 | 152.875 | 152.875 | 152.875 | 152.875 | 152.875
|  | D2 | SF-0779 SF-0779 | HSF0779 | D2HSF0779 | D2HY00 | D2ELC01 | New Specific | 0.0094 | 30 | 31.536 | 2023 | 1 | 0.5 | 0.56 | 1 | 0.0094 | 180.8165 | 6767 | 6767 | 6767 | 6767 | 6767 | 6767 | 169.175 | 169.175 | 169.175 | 169.175 | 169.175 | 169.175
|  | D3 | SF-0856 SF-0856 | HSF0856 | D3HSF0856 | D3HY00 | D3ELC01 | New Specific | 0.0192 | 30 | 31.536 | 2023 | 1 | 0.5 | 0.56 | 1 | 0.0192 | 170.2352 | 6371 | 6371 | 6371 | 6371 | 6371 | 6371 | 159.275 | 159.275 | 159.275 | 159.275 | 159.275 | 159.275
|  | D1 | SF-0878 SF-0878 | HSF0878 | D1HSF0878 | D1HY00 | D1ELC01 | New Specific | 0.01 | 30 | 31.536 | 2023 | 1 | 0.5 | 0.56 | 1 | 0.01 | 173.3348 | 6487 | 6487 | 6487 | 6487 | 6487 | 6487 | 162.175 | 162.175 | 162.175 | 162.175 | 162.175 | 162.175
|  | D2 | SF-0893 SF-0893 | HSF0893 | D2HSF0893 | D2HY00 | D2ELC01 | New Specific | 0.0115 | 30 | 31.536 | 2023 | 1 | 0.5 | 0.56 | 1 | 0.0115 | 178.7323 | 6689 | 6689 | 6689 | 6689 | 6689 | 6689 | 167.225 | 167.225 | 167.225 | 167.225 | 167.225 | 167.225
|  | D2 | SF-0915 SF-0915 | HSF0915 | D2HSF0915 | D2HY00 | D2ELC01 | New Specific | 0.0133 | 30 | 31.536 | 2023 | 1 | 0.5 | 0.56 | 1 | 0.0133 | 182.9541 | 6847 | 6847 | 6847 | 6847 | 6847 | 6847 | 171.175 | 171.175 | 171.175 | 171.175 | 171.175 | 171.175
|  | D3 | SF-0931 SF-0931 | HSF0931 | D3HSF0931 | D3HY00 | D3ELC01 | New Specific | 0.0168 | 30 | 31.536 | 2023 | 1 | 0.5 | 0.56 | 1 | 0.0168 | 124.9443 | 4676 | 4676 | 4676 | 4676 | 4676 | 4676 | 116.9 | 116.9 | 116.9 | 116.9 | 116.9 | 116.9
|  | D3 | SF-0939 SF-0939 | HSF0939 | D3HSF0939 | D3HY00 | D3ELC01 | New Specific | 0.0177 | 30 | 31.536 | 2023 | 1 | 0.5 | 0.56 | 1 | 0.0177 | 158.2378 | 5922 | 5922 | 5922 | 5922 | 5922 | 5922 | 148.05 | 148.05 | 148.05 | 148.05 | 148.05 | 148.05
Other plants added beyond original LCOE cutoff
|  | D3 | Other_small_1 | HSFO01 | D3HSFO01 | D3HY00 | D3ELC01 | New Specific | 0.054 | 30 | 31.536 | 2023 | 1 | 0.5 | 0.56 | 1 | 0.054 | 188.8744 | 7206 | 7206 | 7206 | 7206 | 7206 | 7206 | 162.135 | 180.15 | 180.15 | 180.15 | 180.15 | 180.15
|  | D3 | Other_small_2 | HSFO02 | D3HSFO02 | D3HY00 | D3ELC01 | New Specific | 0.03 | 30 | 31.536 | 2023 | 1 | 0.5 | 0.56 | 1 | 0.03 | 200.9051 | 7665 | 7665 | 7665 | 7665 | 7665 | 7665 | 172.4625 | 191.625 | 191.625 | 191.625 | 191.625 | 191.625
|  | D3 | Other_small_3 | HSFO03 | D3HSFO03 | D3HY00 | D3ELC01 | New Specific | 0.038 | 30 | 31.536 | 2023 | 1 | 0.5 | 0.56 | 1 | 0.038 | 210.7079 | 8039 | 8039 | 8039 | 8039 | 8039 | 8039 | 180.8775 | 200.975 | 200.975 | 200.975 | 200.975 | 200.975

## Hydro Med New
Latitude | Longitude | Region | Description | name | name in model | Input fuel | Output fuel | Status | Capacity Threshold | OperationalLife | CapacityToActivityUnit | First year of operation | Efficiency | Minimum utilisation | Availibility factor | Capacity factor | Max Capacity |  | Capital ($/kW) 2017 | Capital 2020 | Capital 2025 | Capital 2030 | Capital 2035 | Capital 2040 | Fixed ($/kW) | Fixed 2020 | Fixed 2025 | Fixed 2030 | Fixed 2035 | Fixed 2040 | Variable 2015 | Variable 2016 | Variable 2017 | Variable 2018 | Variable 2019 | Variable 2020 | Variable 2021 | Variable 2022 | Variable 2023 | Variable 2024 | Variable 2025 | Variable 2026 | Variable 2027 | Variable 2028 | Variable 2029 | Variable 2030 | Variable 2031 | Variable 2032 | Variable 2033 | Variable 2034 | Variable 2035 | Variable 2036 | Variable 2037 | Variable 2038 | Variable 2039 | Variable 2040 | Source
|  | D4 | LT-0004 Mayi-Munene | HLT0004 | D4HLT0004 | D4HY00 | D4ELC01 | New Specific | 0.037 | 30 | 31.536 | 2025 | 1 | 0.5 | 0.56 | 1 | 0.037 | 168.8725 | 6320 | 6320 | 6320 | 6320 | 6320 | 6320 | 158 | 158 | 158 | 158 | 158 | 158
|  | D4 | LT-0005 Kasai Longatshimo | HLT0005 | D4HLT0005 | D4HY00 | D4ELC01 | New Specific | 0.07 | 30 | 31.536 | 2025 | 1 | 0.5 | 0.56 | 1 | 0.07 | 146.374 | 5478 | 5478 | 5478 | 5478 | 5478 | 5478 | 136.95 | 136.95 | 136.95 | 136.95 | 136.95 | 136.95
|  | D3 | LT-0027 Ulindi | HLT0027 | D3HLT0027 | D3HY00 | D3ELC01 | New Specific | 0.03 | 30 | 31.536 | 2025 | 1 | 0.5 | 0.56 | 1 | 0.03 | 163.6353 | 6124 | 6124 | 6124 | 6124 | 6124 | 6124 | 153.1 | 153.1 | 153.1 | 153.1 | 153.1 | 153.1
|  | D3 | LT-0030 Biliza | HLT0030 | D3HLT0030 | D3HY00 | D3ELC01 | New Specific | 0.034 | 30 | 31.536 | 2025 | 1 | 0.5 | 0.56 | 1 | 0.034 | 129.1126 | 4832 | 4832 | 4832 | 4832 | 4832 | 4832 | 120.8 | 120.8 | 120.8 | 120.8 | 120.8 | 120.8
|  | D3 | LT-0040 Mugomba / Mungomba | HLT0040 | D3HLT0040 | D3HY00 | D3ELC01 | New Specific | 0.04 | 30 | 31.536 | 2025 | 1 | 0.5 | 0.56 | 1 | 0.04 | 122.9402 | 4601 | 4601 | 4601 | 4601 | 4601 | 4601 | 115.025 | 115.025 | 115.025 | 115.025 | 115.025 | 115.025
|  | D3 | LT-0046 Chutes Kasiru | HLT0046 | D3HLT0046 | D3HY00 | D3ELC01 | New Specific | 0.04 | 30 | 31.536 | 2025 | 1 | 0.5 | 0.56 | 1 | 0.04 | 109.1258 | 4084 | 4084 | 4084 | 4084 | 4084 | 4084 | 102.1 | 102.1 | 102.1 | 102.1 | 102.1 | 102.1
|  | D3 | LT-0067 Muhuma | HLT0067 | D3HLT0067 | D3HY00 | D3ELC01 | New Specific | 0.025 | 30 | 31.536 | 2025 | 1 | 0.5 | 0.56 | 1 | 0.025 | 135.2316 | 5061 | 5061 | 5061 | 5061 | 5061 | 5061 | 126.525 | 126.525 | 126.525 | 126.525 | 126.525 | 126.525
|  | D1 | LT-0087 Banda | HLT0087 | D1HLT0087 | D1HY00 | D1ELC01 | New Specific | 0.036 | 30 | 31.536 | 2025 | 1 | 0.5 | 0.56 | 1 | 0.036 | 166.9753 | 6249 | 6249 | 6249 | 6249 | 6249 | 6249 | 156.225 | 156.225 | 156.225 | 156.225 | 156.225 | 156.225
|  | D1 | LT-0089 Kilemfu | HLT0089 | D1HLT0089 | D1HY00 | D1ELC01 | New Specific | 0.03 | 30 | 31.536 | 2025 | 1 | 0.5 | 0.56 | 1 | 0.03 | 153.2144 | 5734 | 5734 | 5734 | 5734 | 5734 | 5734 | 143.35 | 143.35 | 143.35 | 143.35 | 143.35 | 143.35
|  | D1 | LT-0106 Bamba | HLT0106 | D1HLT0106 | D1HY00 | D1ELC01 | New Specific | 0.022 | 30 | 31.536 | 2025 | 1 | 0.5 | 0.56 | 1 | 0.022 | 155.6994 | 5827 | 5827 | 5827 | 5827 | 5827 | 5827 | 145.675 | 145.675 | 145.675 | 145.675 | 145.675 | 145.675
|  | D1 | LT-0107 Dibaya-Lubwe | HLT0107 | D1HLT0107 | D1HY00 | D1ELC01 | New Specific | 0.036 | 30 | 31.536 | 2025 | 1 | 0.5 | 0.56 | 1 | 0.036 | 176.3809 | 6601 | 6601 | 6601 | 6601 | 6601 | 6601 | 165.025 | 165.025 | 165.025 | 165.025 | 165.025 | 165.025
|  | D4 | LT-0112 Tshilomba | HLT0112 | D4HLT0112 | D4HY00 | D4ELC01 | New Specific | 0.028 | 30 | 31.536 | 2025 | 1 | 0.5 | 0.56 | 1 | 0.028 | 135.3117 | 5064 | 5064 | 5064 | 5064 | 5064 | 5064 | 126.6 | 126.6 | 126.6 | 126.6 | 126.6 | 126.6
|  | D1 | LT-0113 Ingende | HLT0113 | D1HLT0113 | D1HY00 | D1ELC01 | New Specific | 0.081 | 30 | 31.536 | 2025 | 1 | 0.5 | 0.56 | 1 | 0.081 | 169.8077 | 6355 | 6355 | 6355 | 6355 | 6355 | 6355 | 158.875 | 158.875 | 158.875 | 158.875 | 158.875 | 158.875
|  | D2 | LT-0165 Kabundji | HLT0165 | D2HLT0165 | D2HY00 | D2ELC01 | New Specific | 0.035 | 30 | 31.536 | 2025 | 1 | 0.5 | 0.56 | 1 | 0.035 | 168.6053 | 6310 | 6310 | 6310 | 6310 | 6310 | 6310 | 157.75 | 157.75 | 157.75 | 157.75 | 157.75 | 157.75
|  | D2 | LT-0166 Kayo | HLT0166 | D2HLT0166 | D2HY00 | D2ELC01 | New Specific | 0.034 | 30 | 31.536 | 2025 | 1 | 0.5 | 0.56 | 1 | 0.034 | 166.628 | 6236 | 6236 | 6236 | 6236 | 6236 | 6236 | 155.9 | 155.9 | 155.9 | 155.9 | 155.9 | 155.9
|  | D2 | LT-0171 Mukuleshi | HLT0171 | D2HLT0171 | D2HY00 | D2ELC01 | New Specific | 0.035 | 30 | 31.536 | 2025 | 1 | 0.5 | 0.56 | 1 | 0.035 | 169.5405 | 6345 | 6345 | 6345 | 6345 | 6345 | 6345 | 158.625 | 158.625 | 158.625 | 158.625 | 158.625 | 158.625
|  | D2 | LT-0182 Kambuji | HLT0182 | D2HLT0182 | D2HY00 | D2ELC01 | New Specific | 0.0338 | 30 | 31.536 | 2025 | 1 | 0.5 | 0.56 | 1 | 0.0338 | 126.1467 | 4721 | 4721 | 4721 | 4721 | 4721 | 4721 | 118.025 | 118.025 | 118.025 | 118.025 | 118.025 | 118.025
|  | D1 | SF-0670 SF-0670 | HSF0670 | D1HSF0670 | D1HY00 | D1ELC01 | New Specific | 0.0273 | 30 | 31.536 | 2025 | 1 | 0.5 | 0.56 | 1 | 0.0273 | 134.6437 | 5039 | 5039 | 5039 | 5039 | 5039 | 5039 | 125.975 | 125.975 | 125.975 | 125.975 | 125.975 | 125.975
|  | D1 | SF-0698 SF-0698 | HSF0698 | D1HSF0698 | D1HY00 | D1ELC01 | New Specific | 0.0334 | 30 | 31.536 | 2025 | 1 | 0.5 | 0.56 | 1 | 0.0334 | 123.8487 | 4635 | 4635 | 4635 | 4635 | 4635 | 4635 | 115.875 | 115.875 | 115.875 | 115.875 | 115.875 | 115.875
|  | D1 | SF-0844 SF-0844 | HSF0844 | D1HSF0844 | D1HY00 | D1ELC01 | New Specific | 0.0208 | 30 | 31.536 | 2025 | 1 | 0.5 | 0.56 | 1 | 0.0208 | 178.5185 | 6681 | 6681 | 6681 | 6681 | 6681 | 6681 | 167.025 | 167.025 | 167.025 | 167.025 | 167.025 | 167.025
|  | D2 | SF-0852 SF-0852 | HSF0852 | D2HSF0852 | D2HY00 | D2ELC01 | New Specific | 0.0442 | 30 | 31.536 | 2025 | 1 | 0.5 | 0.56 | 1 | 0.0442 | 123.341 | 4616 | 4616 | 4616 | 4616 | 4616 | 4616 | 115.4 | 115.4 | 115.4 | 115.4 | 115.4 | 115.4
|  | D1 | SF-0885 SF-0885 | HSF0885 | D1HSF0885 | D1HY00 | D1ELC01 | New Specific | 0.0294 | 30 | 31.536 | 2025 | 1 | 0.5 | 0.56 | 1 | 0.0294 | 160.8831 | 6021 | 6021 | 6021 | 6021 | 6021 | 6021 | 150.525 | 150.525 | 150.525 | 150.525 | 150.525 | 150.525
|  | D1 | SF-0889 SF-0889 | HSF0889 | D1HSF0889 | D1HY00 | D1ELC01 | New Specific | 0.0345 | 30 | 31.536 | 2025 | 1 | 0.5 | 0.56 | 1 | 0.0345 | 154.5237 | 5783 | 5783 | 5783 | 5783 | 5783 | 5783 | 144.575 | 144.575 | 144.575 | 144.575 | 144.575 | 144.575
|  | D1 | SF-0897 SF-0897 | HSF0897 | D1HSF0897 | D1HY00 | D1ELC01 | New Specific | 0.0289 | 30 | 31.536 | 2025 | 1 | 0.5 | 0.56 | 1 | 0.0289 | 162.8871 | 6096 | 6096 | 6096 | 6096 | 6096 | 6096 | 152.4 | 152.4 | 152.4 | 152.4 | 152.4 | 152.4
|  | D2 | SF-0910 SF-0910 | HSF0910 | D2HSF0910 | D2HY00 | D2ELC01 | New Specific | 0.0411 | 30 | 31.536 | 2025 | 1 | 0.5 | 0.56 | 1 | 0.0411 | 133.281 | 4988 | 4988 | 4988 | 4988 | 4988 | 4988 | 124.7 | 124.7 | 124.7 | 124.7 | 124.7 | 124.7
|  | D3 | SF-0911 SF-0911 | HSF0911 | D3HSF0911 | D3HY00 | D3ELC01 | New Specific | 0.0285 | 30 | 31.536 | 2025 | 1 | 0.5 | 0.56 | 1 | 0.0285 | 146.3205 | 5476 | 5476 | 5476 | 5476 | 5476 | 5476 | 136.9 | 136.9 | 136.9 | 136.9 | 136.9 | 136.9
|  | D1 | SF-0937 SF-0937 | HSF0937 | D1HSF0937 | D1HY00 | D1ELC01 | New Specific | 0.0246 | 30 | 31.536 | 2025 | 1 | 0.5 | 0.56 | 1 | 0.0246 | 149.1796 | 5583 | 5583 | 5583 | 5583 | 5583 | 5583 | 139.575 | 139.575 | 139.575 | 139.575 | 139.575 | 139.575
|  | D4 | SF-0958 SF-0958 | HSF0958 | D4HSF0958 | D4HY00 | D4ELC01 | New Specific | 0.0431 | 30 | 31.536 | 2025 | 1 | 0.5 | 0.56 | 1 | 0.0431 | 145.9999 | 5464 | 5464 | 5464 | 5464 | 5464 | 5464 | 136.6 | 136.6 | 136.6 | 136.6 | 136.6 | 136.6
|  | D4 | SF-0963 SF-0963 | HSF0963 | D4HSF0963 | D4HY00 | D4ELC01 | New Specific | 0.0233 | 30 | 31.536 | 2025 | 1 | 0.5 | 0.56 | 1 | 0.0233 | 182.8205 | 6842 | 6842 | 6842 | 6842 | 6842 | 6842 | 171.05 | 171.05 | 171.05 | 171.05 | 171.05 | 171.05
|  | D4 | SF-0966 SF-0966 | HSF0966 | D4HSF0966 | D4HY00 | D4ELC01 | New Specific | 0.0641 | 30 | 31.536 | 2025 | 1 | 0.5 | 0.56 | 1 | 0.0641 | 129.273 | 4838 | 4838 | 4838 | 4838 | 4838 | 4838 | 120.95 | 120.95 | 120.95 | 120.95 | 120.95 | 120.95
|  | D2 | SF-0969 SF-0969 | HSF0969 | D2HSF0969 | D2HY00 | D2ELC01 | New Specific | 0.0373 | 30 | 31.536 | 2025 | 1 | 0.5 | 0.56 | 1 | 0.0373 | 174.4838 | 6530 | 6530 | 6530 | 6530 | 6530 | 6530 | 163.25 | 163.25 | 163.25 | 163.25 | 163.25 | 163.25
|  | D4 | SF-0975 SF-0975 | HSF0975 | D4HSF0975 | D4HY00 | D4ELC01 | New Specific | 0.0301 | 30 | 31.536 | 2025 | 1 | 0.5 | 0.56 | 1 | 0.0301 | 181.0035 | 6774 | 6774 | 6774 | 6774 | 6774 | 6774 | 169.35 | 169.35 | 169.35 | 169.35 | 169.35 | 169.35
|  | D4 | SF-0976 SF-0976 | HSF0976 | D4HSF0976 | D4HY00 | D4ELC01 | New Specific | 0.0793 | 30 | 31.536 | 2025 | 1 | 0.5 | 0.56 | 1 | 0.0793 | 127.4293 | 4769 | 4769 | 4769 | 4769 | 4769 | 4769 | 119.225 | 119.225 | 119.225 | 119.225 | 119.225 | 119.225
|  | D3 | SF-0982 SF-0982 | HSF0982 | D3HSF0982 | D3HY00 | D3ELC01 | New Specific | 0.0471 | 30 | 31.536 | 2025 | 1 | 0.5 | 0.56 | 1 | 0.0471 | 123.4479 | 4620 | 4620 | 4620 | 4620 | 4620 | 4620 | 115.5 | 115.5 | 115.5 | 115.5 | 115.5 | 115.5
|  | D1 | SF-0987 SF-0987 | HSF0987 | D1HSF0987 | D1HY00 | D1ELC01 | New Specific | 0.0382 | 30 | 31.536 | 2025 | 1 | 0.5 | 0.56 | 1 | 0.0382 | 167.3227 | 6262 | 6262 | 6262 | 6262 | 6262 | 6262 | 156.55 | 156.55 | 156.55 | 156.55 | 156.55 | 156.55
|  | D1 | SF-0988 SF-0988 | HSF0988 | D1HSF0988 | D1HY00 | D1ELC01 | New Specific | 0.0387 | 30 | 31.536 | 2025 | 1 | 0.5 | 0.56 | 1 | 0.0387 | 169.3534 | 6338 | 6338 | 6338 | 6338 | 6338 | 6338 | 158.45 | 158.45 | 158.45 | 158.45 | 158.45 | 158.45
|  | D4 | SF-0991 SF-0991 | HSF0991 | D4HSF0991 | D4HY00 | D4ELC01 | New Specific | 0.0413 | 30 | 31.536 | 2025 | 1 | 0.5 | 0.56 | 1 | 0.0413 | 176.5947 | 6609 | 6609 | 6609 | 6609 | 6609 | 6609 | 165.225 | 165.225 | 165.225 | 165.225 | 165.225 | 165.225
|  | D4 | SF-0993 SF-0993 | HSF0993 | D4HSF0993 | D4HY00 | D4ELC01 | New Specific | 0.0479 | 30 | 31.536 | 2025 | 1 | 0.5 | 0.56 | 1 | 0.0479 | 160.7495 | 6016 | 6016 | 6016 | 6016 | 6016 | 6016 | 150.4 | 150.4 | 150.4 | 150.4 | 150.4 | 150.4
|  | D1 | SF-0994 SF-0994 | HSF0994 | D1HSF0994 | D1HY00 | D1ELC01 | New Specific | 0.0692 | 30 | 31.536 | 2025 | 1 | 0.5 | 0.56 | 1 | 0.0692 | 126.2536 | 4725 | 4725 | 4725 | 4725 | 4725 | 4725 | 118.125 | 118.125 | 118.125 | 118.125 | 118.125 | 118.125
|  | D1 | SF-0996 SF-0996 | HSF0996 | D1HSF0996 | D1HY00 | D1ELC01 | New Specific | 0.0512 | 30 | 31.536 | 2025 | 1 | 0.5 | 0.56 | 1 | 0.0512 | 147.897 | 5535 | 5535 | 5535 | 5535 | 5535 | 5535 | 138.375 | 138.375 | 138.375 | 138.375 | 138.375 | 138.375
|  | D1 | SF-0997 SF-0997 | HSF0997 | D1HSF0997 | D1HY00 | D1ELC01 | New Specific | 0.0663 | 30 | 31.536 | 2025 | 1 | 0.5 | 0.56 | 1 | 0.0663 | 105.1979 | 3937 | 3937 | 3937 | 3937 | 3937 | 3937 | 98.425 | 98.425 | 98.425 | 98.425 | 98.425 | 98.425
|  | D4 | SF-0998 SF-0998 | HSF0998 | D4HSF0998 | D4HY00 | D4ELC01 | New Specific | 0.0673 | 30 | 31.536 | 2025 | 1 | 0.5 | 0.56 | 1 | 0.0673 | 145.3586 | 5440 | 5440 | 5440 | 5440 | 5440 | 5440 | 136 | 136 | 136 | 136 | 136 | 136
|  | D4 | SF-1002 SF-1002 | HSF1002 | D4HSF1002 | D4HY00 | D4ELC01 | New Specific | 0.0991 | 30 | 31.536 | 2025 | 1 | 0.5 | 0.56 | 1 | 0.0991 | 120.0277 | 4492 | 4492 | 4492 | 4492 | 4492 | 4492 | 112.3 | 112.3 | 112.3 | 112.3 | 112.3 | 112.3

## Hydro Large New
Latitude | Longitude | Region | Description | name | name in model | Input fuel | Output fuel | Status | Capacity Threshold | OperationalLife | CapacityToActivityUnit | First year of operation | Efficiency | Minimum utilisation | Availibility factor | Capacity factor | Max Capacity |  | Capital ($/kW) 2017 | Capital 2020 | Capital 2025 | Capital 2030 | Capital 2035 | Capital 2040 | Fixed ($/kW) | Fixed 2020 | Fixed 2025 | Fixed 2030 | Fixed 2035 | Fixed 2040 | Variable 2015 | Variable 2016 | Variable 2017 | Variable 2018 | Variable 2019 | Variable 2020 | Variable 2021 | Variable 2022 | Variable 2023 | Variable 2024 | Variable 2025 | Variable 2026 | Variable 2027 | Variable 2028 | Variable 2029 | Variable 2030 | Variable 2031 | Variable 2032 | Variable 2033 | Variable 2034 | Variable 2035 | Variable 2036 | Variable 2037 | Variable 2038 | Variable 2039 | Variable 2040 | Source
|  | D3 | LT-0033 Ruzizi IV - Sisi V | HLT0033 | D3HLT0033 | D3HY00 | D3ELC01 | New Specific | 0.1335 | 30 | 31.536 | 2027 | 1 | 0.5 | 0.56 | 1 | 0.1335 | 65.8656 | 2465 | 2465 | 2465 | 2465 | 2465 | 2465 | 61.625 | 61.625 | 61.625 | 61.625 | 61.625 | 61.625
|  | D2 | LT-0075 Nzilo II | HLT0075 | D2HLT0075 | D2HY00 | D2ELC01 | New Specific | 0.12 | 30 | 31.536 | 2027 | 1 | 0.5 | 0.56 | 1 | 0.12 | 89.0589 | 3333 | 3333 | 3333 | 3333 | 3333 | 3333 | 83.325 | 83.325 | 83.325 | 83.325 | 83.325 | 83.325
|  | D2 | LT-0084 Mambilima Falls II | HLT0084 | D2HLT0084 | D2HY00 | D2ELC01 | New Specific | 0.126 | 30 | 31.536 | 2027 | 1 | 0.5 | 0.56 | 1 | 0.126 | 102.7397 | 3845 | 3845 | 3845 | 3845 | 3845 | 3845 | 96.125 | 96.125 | 96.125 | 96.125 | 96.125 | 96.125
|  | D4 | LT-0085 Lungudi II | HLT0085 | D4HLT0085 | D4HY00 | D4ELC01 | New Specific | 0.1 | 30 | 31.536 | 2027 | 1 | 0.5 | 0.56 | 1 | 0.1 | 128.1507 | 4796 | 4796 | 4796 | 4796 | 4796 | 4796 | 119.9 | 119.9 | 119.9 | 119.9 | 119.9 | 119.9
|  | D2 | LT-0091 Kalengwe | HLT0091 | D2HLT0091 | D2HY00 | D2ELC01 | New Specific | 0.204 | 30 | 31.536 | 2027 | 1 | 0.5 | 0.56 | 1 | 0.204 | 72.519 | 2714 | 2714 | 2714 | 2714 | 2714 | 2714 | 67.85 | 67.85 | 67.85 | 67.85 | 67.85 | 67.85
|  | D2 | LT-0094 Mumbotuta M | HLT0094 | D2HLT0094 | D2HY00 | D2ELC01 | New Specific | 0.21 | 30 | 31.536 | 2027 | 1 | 0.5 | 0.56 | 1 | 0.21 | 93.4677 | 3498 | 3498 | 3498 | 3498 | 3498 | 3498 | 87.45 | 87.45 | 87.45 | 87.45 | 87.45 | 87.45
|  | D1 | LT-0109 Inga III | HLT0109 | D1HLT0109 | D1HY00 | D1ELC01 | New Specific | 4.755 | 30 | 31.536 | 2027 | 1 | 0.5 | 0.56 | 1 | 4.755 | 32.0377 | 1199 | 1199 | 1199 | 1199 | 1199 | 1199 | 29.975 | 29.975 | 29.975 | 29.975 | 29.975 | 29.975
|  | D1 | LT-0110 Inga III(HC)-IV-V-VI-VII-VIII | HLT0110 | D1HLT0110 | D1HY00 | D1ELC01 | New Specific | 0 | 30 | 31.536 | 2027 | 1 | 0.5 | 0.56 | 0 | 0 | 15.8184 | 592 | 592 | 592 | 592 | 592 | 592 | 14.8 | 14.8 | 14.8 | 14.8 | 14.8 | 14.8
|  | D1 | LT-0127 Ruki | HLT0127 | D1HLT0127 | D1HY00 | D1ELC01 | New Specific | 0.114 | 30 | 31.536 | 2027 | 1 | 0.5 | 0.56 | 1 | 0.114 | 156.9018 | 5872 | 5872 | 5872 | 5872 | 5872 | 5872 | 146.8 | 146.8 | 146.8 | 146.8 | 146.8 | 146.8
|  | D1 | LT-0132 Pioka | HLT0132 | D1HLT0132 | D1HY00 | D1ELC01 | New Specific | 20 | 30 | 31.536 | 2027 | 1 | 0.5 | 0.56 | 1 | 20 | 20.3876 | 763 | 763 | 763 | 763 | 763 | 763 | 19.075 | 19.075 | 19.075 | 19.075 | 19.075 | 19.075
|  | D1 | LT-0136 Matadi | HLT0136 | D1HLT0136 | D1HY00 | D1ELC01 | New Specific | 12 | 30 | 31.536 | 2027 | 1 | 0.5 | 0.56 | 1 | 12 | 26.0523 | 975 | 975 | 975 | 975 | 975 | 975 | 24.375 | 24.375 | 24.375 | 24.375 | 24.375 | 24.375
|  | D2 | LT-0138 Mambilima Falls I | HLT0138 | D2HLT0138 | D2HY00 | D2ELC01 | New Specific | 0.3 | 30 | 31.536 | 2027 | 1 | 0.5 | 0.56 | 1 | 0.3 | 94.6434 | 3542 | 3542 | 3542 | 3542 | 3542 | 3542 | 88.55 | 88.55 | 88.55 | 88.55 | 88.55 | 88.55
|  | D2 | LT-0139 Mambilima Falls V | HLT0139 | D2HLT0139 | D2HY00 | D2ELC01 | New Specific | 0.372 | 30 | 31.536 | 2027 | 1 | 0.5 | 0.56 | 1 | 0.372 | 76.5805 | 2866 | 2866 | 2866 | 2866 | 2866 | 2866 | 71.65 | 71.65 | 71.65 | 71.65 | 71.65 | 71.65
|  | D2 | LT-0140 Mumbotuta CX | HLT0140 | D2HLT0140 | D2HY00 | D2ELC01 | New Specific | 0.3 | 30 | 31.536 | 2027 | 1 | 0.5 | 0.56 | 1 | 0.3 | 94.4029 | 3533 | 3533 | 3533 | 3533 | 3533 | 3533 | 88.325 | 88.325 | 88.325 | 88.325 | 88.325 | 88.325
|  | D2 | LT-0141 Kimimbi-Fuka | HLT0141 | D2HLT0141 | D2HY00 | D2ELC01 | New Specific | 0.153 | 30 | 31.536 | 2027 | 1 | 0.5 | 0.56 | 1 | 0.153 | 86.6807 | 3244 | 3244 | 3244 | 3244 | 3244 | 3244 | 81.1 | 81.1 | 81.1 | 81.1 | 81.1 | 81.1
|  | D1 | LT-0183 Kinsuka | HLT0183 | D1HLT0183 | D1HY00 | D1ELC01 | New Specific | 0.9 | 30 | 31.536 | 2027 | 1 | 0.5 | 0.56 | 1 | 0.9 | 64.5029 | 2414 | 2414 | 2414 | 2414 | 2414 | 2414 | 60.35 | 60.35 | 60.35 | 60.35 | 60.35 | 60.35
|  | D1 | LT-0184 Kibombo Madimba | HLT0184 | D1HLT0184 | D1HY00 | D1ELC01 | New Specific | 0.24 | 30 | 31.536 | 2027 | 1 | 0.5 | 0.56 | 1 | 0.24 | 68.2972 | 2556 | 2556 | 2556 | 2556 | 2556 | 2556 | 63.9 | 63.9 | 63.9 | 63.9 | 63.9 | 63.9
|  | D1 | SF-0873 SF-0873 | HSF0873 | D1HSF0873 | D1HY00 | D1ELC01 | New Specific | 0.1123 | 30 | 31.536 | 2027 | 1 | 0.5 | 0.56 | 1 | 0.1123 | 89.2459 | 3340 | 3340 | 3340 | 3340 | 3340 | 3340 | 83.5 | 83.5 | 83.5 | 83.5 | 83.5 | 83.5
|  | D1 | SF-0980 SF-0980 | HSF0980 | D1HSF0980 | D1HY00 | D1ELC01 | New Specific | 0.1214 | 30 | 31.536 | 2027 | 1 | 0.5 | 0.56 | 1 | 0.1214 | 98.3575 | 3681 | 3681 | 3681 | 3681 | 3681 | 3681 | 92.025 | 92.025 | 92.025 | 92.025 | 92.025 | 92.025
|  | D4 | SF-1001 SF-1001 | HSF1001 | D4HSF1001 | D4HY00 | D4ELC01 | New Specific | 0.155 | 30 | 31.536 | 2027 | 1 | 0.5 | 0.56 | 1 | 0.155 | 97.6361 | 3654 | 3654 | 3654 | 3654 | 3654 | 3654 | 91.35 | 91.35 | 91.35 | 91.35 | 91.35 | 91.35
|  | D4 | SF-1003 SF-1003 | HSF1003 | D4HSF1003 | D4HY00 | D4ELC01 | New Specific | 0.1026 | 30 | 31.536 | 2027 | 1 | 0.5 | 0.56 | 1 | 0.1026 | 118.665 | 4441 | 4441 | 4441 | 4441 | 4441 | 4441 | 111.025 | 111.025 | 111.025 | 111.025 | 111.025 | 111.025
|  | D1 | SF-1004 SF-1004 | HSF1004 | D1HSF1004 | D1HY00 | D1ELC01 | New Specific | 0.173 | 30 | 31.536 | 2027 | 1 | 0.5 | 0.56 | 1 | 0.173 | 83.7148 | 3133 | 3133 | 3133 | 3133 | 3133 | 3133 | 78.325 | 78.325 | 78.325 | 78.325 | 78.325 | 78.325
|  | D1 | SF-1005 SF-1005 | HSF1005 | D1HSF1005 | D1HY00 | D1ELC01 | New Specific | 0.1152 | 30 | 31.536 | 2027 | 1 | 0.5 | 0.56 | 1 | 0.1152 | 125.9864 | 4715 | 4715 | 4715 | 4715 | 4715 | 4715 | 117.875 | 117.875 | 117.875 | 117.875 | 117.875 | 117.875
|  | D1 | SF-1011 SF-1011 | HSF1011 | D1HSF1011 | D1HY00 | D1ELC01 | New Specific | 0.1793 | 30 | 31.536 | 2027 | 1 | 0.5 | 0.56 | 1 | 0.1793 | 98.5179 | 3687 | 3687 | 3687 | 3687 | 3687 | 3687 | 92.175 | 92.175 | 92.175 | 92.175 | 92.175 | 92.175
#DIV/0!
#DIV/0!
#DIV/0!
#DIV/0!
#DIV/0!
#DIV/0!
#DIV/0!
#DIV/0!
#DIV/0!
#DIV/0!
#DIV/0!
#DIV/0!
#DIV/0!
#DIV/0!
#DIV/0!
#DIV/0!
#DIV/0!
#DIV/0!
#DIV/0!
#DIV/0!
#DIV/0!
#DIV/0!
#DIV/0!
#DIV/0!
|  | D3 | LT-0178 Ruzizi III | HLT0178 | D3HLT0178 | D3HY00 | D3ELC01 | New Specific | 0.145 | 30 | 31.536 | 2027 | 1 | 0.5 | 0.56 | 1 | 0.145 | 85.0508 | 3183 | 3183 | 3183 | 3183 | 3183 | 3183 | 79.575 | 79.575 | 79.575 | 79.575 | 79.575 | 79.575
Note on R2: [Threaded comment] Your version of Excel allows you to read this threaded comment; however, any edits to it will get removed if the file is opened in a newer version of Excel. Learn more: https://go.microsoft.com/fwlink/?linkid=870924 Comment: Divided by 2 because of share owed Burundi

## Wind New
Latitude | Longitude | Region | Description | name | name in model | Input fuel | Output fuel | Status | Capacity Threshold | OperationalLife | CapacityToActivityUnit | First year of operation | Efficiency | Minimum utilisation | Availibility factor | Capacity factor | Max Capacity | LCOE-MWh | Capital ($/kW) 2017 | Capital 2020 | Capital 2025 | Capital 2030 | Capital 2035 | Capital 2040 | Fixed ($/kW) | Fixed 2020 | Fixed 2025 | Fixed 2030 | Fixed 2035 | Fixed 2040 | Variable 2015 | Variable 2016 | Variable 2017 | Variable 2018 | Variable 2019 | Variable 2020 | Variable 2021 | Variable 2022 | Variable 2023 | Variable 2024 | Variable 2025 | Variable 2026 | Variable 2027 | Variable 2028 | Variable 2029 | Variable 2030 | Variable 2031 | Variable 2032 | Variable 2033 | Variable 2034 | Variable 2035 | Variable 2036 | Variable 2037 | Variable 2038 | Variable 2039 | Variable 2040 |  |  |  | Source
|  | D1 | Wind | WDLC1 | D1WDLC1 | D1WD00 | D1ELC01 | New Specific | 0.1982 | 25 | 31.536 | 2023 | 1 | 0 | 0.355 | NA | 0.1982 | 89.8516 | 1827.54 | 1827.54 | 1658.4925 | 1489.4451 | 1320.3976 | 1151.3502 | 78.084 | 60 | 47.99 | 43.8 | 37.6 | 37.6 | 0 | 0 | 0 | 0 | 0 | 0 | 0 | 0 | 0 | 0 | 0 | 0 | 0 | 0 | 0 | 0 | 0 | 0 | 0 | 0 | 0 | 0 | 0 | 0 | 0 | 0 | 0.084036 | 0.074186 | 0.06685
|  | D1 | Wind | WDLC5 | D1WDLC5 | D1WD00 | D1ELC01 | New Specific | 0.1281 | 25 | 31.536 | 2023 | 1 | 0 | 0.332 | NA | 0.1281 | 94.8887 | 1796.19 | 1796.19 | 1630.0424 | 1463.8949 | 1297.7473 | 1131.5997 | 78.084 | 60 | 47.99 | 43.8 | 37.6 | 37.6 | 0 | 0 | 0 | 0 | 0 | 0 | 0 | 0 | 0 | 0 | 0 | 0 | 0 | 0 | 0 | 0 | 0 | 0 | 0 | 0 | 0 | 0 | 0 | 0 | 0 | 0 | 0.088671 | 0.078247 | 0.070513
|  | D2 | Wind | WDLC2 | D2WDLC2 | D2WD00 | D2ELC01 | New Specific | 0.0701 | 25 | 31.536 | 2023 | 1 | 0 | 0.366 | NA | 0.0701 | 86.7455 | 1815.7333 | 1815.7333 | 1647.778 | 1479.8227 | 1311.8673 | 1143.912 | 78.084 | 60 | 47.99 | 43.8 | 37.6 | 37.6 | 0 | 0 | 0 | 0 | 0 | 0 | 0 | 0 | 0 | 0 | 0 | 0 | 0 | 0 | 0 | 0 | 0 | 0 | 0 | 0 | 0 | 0 | 0 | 0 | 0 | 0 | 0.081105 | 0.071588 | 0.06451 | IRENA
|  | D2 | Wind | WDLC3 | D2WDLC3 | D2WD00 | D2ELC01 | New Specific | 0.0724 | 25 | 31.536 | 2023 | 1 | 0 | 0.352 | NA | 0.0724 | 92.6886 | 1885.51 | 1885.51 | 1711.1003 | 1536.6907 | 1362.281 | 1187.8713 | 78.084 | 60 | 47.99 | 43.8 | 37.6 | 37.6 | 0 | 0 | 0 | 0 | 0 | 0 | 0 | 0 | 0 | 0 | 0 | 0 | 0 | 0 | 0 | 0 | 0 | 0 | 0 | 0 | 0 | 0 | 0 | 0 | 0 | 0 | 0.086824 | 0.076698 | 0.069107
|  | D2 | Wind | WDLC4 | D2WDLC4 | D2WD00 | D2ELC01 | New Specific | 0.0247 | 25 | 31.536 | 2023 | 1 | 0 | 0.349 | NA | 0.0247 | 93.2197 | 1878.14 | 1878.14 | 1704.4121 | 1530.6841 | 1356.9562 | 1183.2282 | 78.084 | 60 | 47.99 | 43.8 | 37.6 | 37.6 | 0 | 0 | 0 | 0 | 0 | 0 | 0 | 0 | 0 | 0 | 0 | 0 | 0 | 0 | 0 | 0 | 0 | 0 | 0 | 0 | 0 | 0 | 0 | 0 | 0 | 0 | 0.087305 | 0.077116 | 0.069485
|  | D2 | Wind | WDLC6 | D2WDLC6 | D2WD00 | D2ELC01 | New Specific | 0.0783 | 25 | 31.536 | 2023 | 1 | 0 | 0.352 | NA | 0.0783 | 90.1956 | 1815.7333 | 1815.7333 | 1647.778 | 1479.8227 | 1311.8673 | 1143.912 | 78.084 | 60 | 47.99 | 43.8 | 37.6 | 37.6 | 0 | 0 | 0 | 0 | 0 | 0 | 0 | 0 | 0 | 0 | 0 | 0 | 0 | 0 | 0 | 0 | 0 | 0 | 0 | 0 | 0 | 0 | 0 | 0 | 0 | 0 | 0.084331 | 0.074435 | 0.067076
|  | D2 | Wind | WDLC7 | D2WDLC7 | D2WD00 | D2ELC01 | New Specific | 0.1295 | 25 | 31.536 | 2023 | 1 | 0 | 0.369 | NA | 0.1295 | 88.9395 | 1900.8 | 1900.8 | 1724.976 | 1549.152 | 1373.328 | 1197.504 | 78.084 | 60 | 47.99 | 43.8 | 37.6 | 37.6 | 0 | 0 | 0 | 0 | 0 | 0 | 0 | 0 | 0 | 0 | 0 | 0 | 0 | 0 | 0 | 0 | 0 | 0 | 0 | 0 | 0 | 0 | 0 | 0 | 0 | 0 | 0.083345 | 0.073637 | 0.066348
|  | D3 | Wind | WDLC0 | D3WDLC0 | D3WD00 | D3ELC01 | New Specific | 0.0248 | 25 | 31.536 | 2023 | 1 | 0 | 0.133 | NA | 0.0248 | 270.8318 | 2155.4039 | 2155.4039 | 1956.0291 | 1756.6542 | 1557.2793 | 1357.9045 | 78.084 | 60 | 47.99 | 43.8 | 37.6 | 37.6 | 0 | 0 | 0 | 0 | 0 | 0 | 0 | 0 | 0 | 0 | 0 | 0 | 0 | 0 | 0 | 0 | 0 | 0 | 0 | 0 | 0 | 0 | 0 | 0 | 0 | 0 | 0.25531 | 0.22615 | 0.2037 | IRENA
|  | D3 | Wind | WDLC2 | D3WDLC2 | D3WD00 | D3ELC01 | New Specific | 0.0238 | 25 | 31.536 | 2023 | 1 | 0 | 0.099 | NA | 0.0238 | 383.8274 | 2312.7072 | 2312.7072 | 2098.7818 | 1884.8564 | 1670.931 | 1457.0055 | 78.084 | 60 | 47.99 | 43.8 | 37.6 | 37.6 | 0 | 0 | 0 | 0 | 0 | 0 | 0 | 0 | 0 | 0 | 0 | 0 | 0 | 0 | 0 | 0 | 0 | 0 | 0 | 0 | 0 | 0 | 0 | 0 | 0 | 0 | 0.36298 | 0.32195 | 0.28994
|  | D3 | Wind | WDLC1 | D3WDLC1 | D3WD00 | D3ELC01 | New Specific | 0.0307 | 25 | 31.536 | 2023 | 1 | 0 | 0.084 | NA | 0.0307 | 468.7907 | 2422.3983 | 2422.3983 | 2198.3264 | 1974.2546 | 1750.1828 | 1526.1109 | 78.084 | 60 | 47.99 | 43.8 | 37.6 | 37.6 | 0 | 0 | 0 | 0 | 0 | 0 | 0 | 0 | 0 | 0 | 0 | 0 | 0 | 0 | 0 | 0 | 0 | 0 | 0 | 0 | 0 | 0 | 0 | 0 | 0 | 0 | 0.44421 | 0.39435 | 0.3551
|  | D3 | Wind | WDLDUM1 | D3WDLDUM1 | D3WD00 | D3ELC01 | New Specific | 0 | 25 | 31.536 | 2023 | 1 | 0 | 0 | NA | 0 | #DIV/0! | 999999 | 999999 | 907499.0925 | 814999.185 | 722499.2775 | 629999.37 | 78.084 | 60 | 47.99 | 43.8 | 37.6 | 37.6 | 0 | 0 | 0 | 0 | 0 | 0 | 0 | 0 | 0 | 0 | 0 | 0 | 0 | 0 | 0 | 0 | 0 | 0 | 0 | 0 | 0 | 0 | 0 | 0 | 0 | 0 | #DIV/0! | #DIV/0! | #DIV/0!
|  | D3 | Wind | WDLDUM2 | D3WDLDUM2 | D3WD00 | D3ELC01 | New Specific | 0 | 25 | 31.536 | 2023 | 1 | 0 | 0 | NA | 0 | #DIV/0! | 999999 | 999999 | 907499.0925 | 814999.185 | 722499.2775 | 629999.37 | 78.084 | 60 | 47.99 | 43.8 | 37.6 | 37.6 | 0 | 0 | 0 | 0 | 0 | 0 | 0 | 0 | 0 | 0 | 0 | 0 | 0 | 0 | 0 | 0 | 0 | 0 | 0 | 0 | 0 | 0 | 0 | 0 | 0 | 0 | #DIV/0! | #DIV/0! | #DIV/0!
|  | D3 | Wind | WDLDUM3 | D3WDLDUM3 | D3WD00 | D3ELC01 | New Specific | 0 | 25 | 31.536 | 2023 | 1 | 0 | 0 | NA | 0 | #DIV/0! | 999999 | 999999 | 907499.0925 | 814999.185 | 722499.2775 | 629999.37 | 78.084 | 60 | 47.99 | 43.8 | 37.6 | 37.6 | 0 | 0 | 0 | 0 | 0 | 0 | 0 | 0 | 0 | 0 | 0 | 0 | 0 | 0 | 0 | 0 | 0 | 0 | 0 | 0 | 0 | 0 | 0 | 0 | 0 | 0 | #DIV/0! | #DIV/0! | #DIV/0!
|  | D3 | Wind | WDLDUM4 | D3WDLDUM4 | D3WD00 | D3ELC01 | New Specific | 0 | 25 | 31.536 | 2023 | 1 | 0 | 0 | NA | 0 | #DIV/0! | 999999 | 999999 | 907499.0925 | 814999.185 | 722499.2775 | 629999.37 | 78.084 | 60 | 47.99 | 43.8 | 37.6 | 37.6 | 0 | 0 | 0 | 0 | 0 | 0 | 0 | 0 | 0 | 0 | 0 | 0 | 0 | 0 | 0 | 0 | 0 | 0 | 0 | 0 | 0 | 0 | 0 | 0 | 0 | 0 | #DIV/0! | #DIV/0! | #DIV/0!
|  | D3 | Wind | WDLDUM5 | D3WDLDUM5 | D3WD00 | D3ELC01 | New Specific | 0 | 25 | 31.536 | 2023 | 1 | 0 | 0 | NA | 0 | #DIV/0! | 999999 | 999999 | 907499.0925 | 814999.185 | 722499.2775 | 629999.37 | 78.084 | 60 | 47.99 | 43.8 | 37.6 | 37.6 | 0 | 0 | 0 | 0 | 0 | 0 | 0 | 0 | 0 | 0 | 0 | 0 | 0 | 0 | 0 | 0 | 0 | 0 | 0 | 0 | 0 | 0 | 0 | 0 | 0 | 0 | #DIV/0! | #DIV/0! | #DIV/0!
|  | D3 | Wind | WDLDUM6 | D3WDLDUM6 | D3WD00 | D3ELC01 | New Specific | 0 | 25 | 31.536 | 2023 | 1 | 0 | 0 | NA | 0 | #DIV/0! | 999999 | 999999 | 907499.0925 | 814999.185 | 722499.2775 | 629999.37 | 78.084 | 60 | 47.99 | 43.8 | 37.6 | 37.6 | 0 | 0 | 0 | 0 | 0 | 0 | 0 | 0 | 0 | 0 | 0 | 0 | 0 | 0 | 0 | 0 | 0 | 0 | 0 | 0 | 0 | 0 | 0 | 0 | 0 | 0 | #DIV/0! | #DIV/0! | #DIV/0!
|  | D3 | Wind | WDLDUM7 | D3WDLDUM7 | D3WD00 | D3ELC01 | New Specific | 0 | 25 | 31.536 | 2023 | 1 | 0 | 0 | NA | 0 | #DIV/0! | 999999 | 999999 | 907499.0925 | 814999.185 | 722499.2775 | 629999.37 | 78.084 | 60 | 47.99 | 43.8 | 37.6 | 37.6 | 0 | 0 | 0 | 0 | 0 | 0 | 0 | 0 | 0 | 0 | 0 | 0 | 0 | 0 | 0 | 0 | 0 | 0 | 0 | 0 | 0 | 0 | 0 | 0 | 0 | 0 | #DIV/0! | #DIV/0! | #DIV/0!
|  | D2 | Wind | WDLC8 | D2WDLC8 | D2WD00 | D2ELC01 | New Specific | 0.313 | 25 | 31.536 | 2023 | 1 | 0 | 0.37 | NA | 0.313 | 89.5553 | 1925.99 | 1925.99 | 1747.8359 | 1569.6819 | 1391.5278 | 1213.3737 | 78.084 | 60 | 47.99 | 43.8 | 37.6 | 37.6 | 0 | 0 | 0 | 0 | 0 | 0 | 0 | 0 | 0 | 0 | 0 | 0 | 0 | 0 | 0 | 0 | 0 | 0 | 0 | 0 | 0 | 0 | 0 | 0 | 0 | 0 | 0.083976 | 0.074215 | 0.066867
|  | D2 | Wind | WDLC10 | D2WDLC10 | D2WD00 | D2ELC01 | New Specific | 0.0827 | 25 | 31.536 | 2023 | 1 | 0 | 0.375 | NA | 0.0827 | 83.6024 | 1784.09 | 1784.09 | 1619.0617 | 1454.0334 | 1289.005 | 1123.9767 | 78.084 | 60 | 47.99 | 43.8 | 37.6 | 37.6 | 0 | 0 | 0 | 0 | 0 | 0 | 0 | 0 | 0 | 0 | 0 | 0 | 0 | 0 | 0 | 0 | 0 | 0 | 0 | 0 | 0 | 0 | 0 | 0 | 0 | 0 | 0.078097 | 0.068907 | 0.062097
|  | D2 | Wind | WDLDUM1 | D2WDLDUM1 | D2WD00 | D2ELC01 | New Specific | 2.281 | 25 | 31.536 | 2050 | 1 | 0 | 0 | NA | 0 | #DIV/0! | 999999 | 999999 | 907499.0925 | 814999.185 | 722499.2775 | 629999.37 | 78.084 | 60 | 47.99 | 43.8 | 37.6 | 37.6 | 0 | 0 | 0 | 0 | 0 | 0 | 0 | 0 | 0 | 0 | 0 | 0 | 0 | 0 | 0 | 0 | 0 | 0 | 0 | 0 | 0 | 0 | 0 | 0 | 0 | 0 | #DIV/0! | #DIV/0! | #DIV/0!
|  | D2 | Wind | WDLDUM2 | D2WDLDUM2 | D2WD00 | D2ELC01 | New Specific | 0.023 | 25 | 31.536 | 2050 | 1 | 0 | 0 | NA | 0 | #DIV/0! | 999999 | 999999 | 907499.0925 | 814999.185 | 722499.2775 | 629999.37 | 78.084 | 60 | 47.99 | 43.8 | 37.6 | 37.6 | 0 | 0 | 0 | 0 | 0 | 0 | 0 | 0 | 0 | 0 | 0 | 0 | 0 | 0 | 0 | 0 | 0 | 0 | 0 | 0 | 0 | 0 | 0 | 0 | 0 | 0 | #DIV/0! | #DIV/0! | #DIV/0!
|  | D2 | Wind | WDLDUM3 | D2WDLDUM3 | D2WD00 | D2ELC01 | New Specific | 0.147 | 25 | 31.536 | 2050 | 1 | 0 | 0 | NA | 0 | #DIV/0! | 999999 | 999999 | 907499.0925 | 814999.185 | 722499.2775 | 629999.37 | 78.084 | 60 | 47.99 | 43.8 | 37.6 | 37.6 | 0 | 0 | 0 | 0 | 0 | 0 | 0 | 0 | 0 | 0 | 0 | 0 | 0 | 0 | 0 | 0 | 0 | 0 | 0 | 0 | 0 | 0 | 0 | 0 | 0 | 0 | #DIV/0! | #DIV/0! | #DIV/0!
[57 empty] | #DIV/0! | #DIV/0! | #DIV/0!
Note on T1: [Threaded comment] Your version of Excel allows you to read this threaded comment; however, any edits to it will get removed if the file is opened in a newer version of Excel. Learn more: https://go.microsoft.com/fwlink/?linkid=870924 Comment: IRENA original

## Solar New
Latitude | Longitude | Region | Description | name | name in model | Input fuel | Output fuel | Status | Capacity Threshold | OperationalLife | CapacityToActivityUnit | First year of operation | Efficiency | Minimum utilisation | Availibility factor | Capacity factor | Max Capacity | LCOE 2020 | Capital ($/kW) 2017 | Capital 2020 | Capital 2025 | Capital 2030 | Capital 2035 | Capital 2040 | Fixed ($/kW) | Fixed 2020 | Fixed 2025 | Fixed 2030 | Fixed 2035 | Fixed 2040 | Variable 2015 | Variable 2016 | Variable 2017 | Variable 2018 | Variable 2019 | Variable 2020 | Variable 2021 | Variable 2022 | Variable 2023 | Variable 2024 | Variable 2025 | Variable 2026 | Variable 2027 | Variable 2028 | Variable 2029 | Variable 2030 | Variable 2031 | Variable 2032 | Variable 2033 | Variable 2034 | Variable 2035 | Variable 2036 | Variable 2037 | Variable 2038 | Variable 2039 | Variable 2040 | LCOE 2020 | LCOE 2030 | LCOE 2040
|  | D1 | PVW1886 | SOPC1886 | D1SOPC1886 | D1SO00 | D1ELC01 | New Specific | 0.077 | 25 | 31.536 | 2022 | 1 | 0 | 0.18975 | NA | 0.077 | 0.13488 | 2295.048 | 1581.12 | 1351.84 | 1122.56 | 893.28 | 664 | 39.488 | 50 | 40 | 30 | 20 | 9.97 | 0 | 0 | 0 | 0 | 0 | 0 | 0 | 0 | 0 | 0 | 0 | 0 | 0 | 0 | 0 | 0 | 0 | 0 | 0 | 0 | 0 | 0 | 0 | 0 | 0 | 0 | 0.13488 | 0.11366 | 0.092452
|  | D1 | PVW1874 | SOPC1904 | D1SOPC1904 | D1SO00 | D1ELC01 | New Specific | 0.556 | 25 | 31.536 | 2022 | 1 | 0 | 0.19007 | NA | 0.556 | 0.13551 | 2300.284 | 1594.21 | 1363.1575 | 1132.105 | 901.0525 | 670 | 39.488 | 50 | 40 | 30 | 20 | 9.97 | 0 | 0 | 0 | 0 | 0 | 0 | 0 | 0 | 0 | 0 | 0 | 0 | 0 | 0 | 0 | 0 | 0 | 0 | 0 | 0 | 0 | 0 | 0 | 0 | 0 | 0 | 0.13551 | 0.11422 | 0.092923
|  | D1 | PVW296 | SOPC1807 | D1SOPC1807 | D1SO00 | D1ELC01 | New Specific | 0.345 | 25 | 31.536 | 2022 | 1 | 0 | 0.18865 | NA | 0.345 | 0.13584 | 2296.148 | 1583.87 | 1354.1525 | 1124.435 | 894.7175 | 665 | 39.488 | 50 | 40 | 30 | 20 | 9.97 | 0 | 0 | 0 | 0 | 0 | 0 | 0 | 0 | 0 | 0 | 0 | 0 | 0 | 0 | 0 | 0 | 0 | 0 | 0 | 0 | 0 | 0 | 0 | 0 | 0 | 0 | 0.13584 | 0.11448 | 0.093113
|  | D1 | PVW1904 | SOPC1820 | D1SOPC1820 | D1SO00 | D1ELC01 | New Specific | 1.198 | 25 | 31.536 | 2022 | 1 | 0 | 0.18879 | NA | 1.198 | 0.13702 |  | 1593.99 | 1362.7425 | 1131.495 | 900.2475 | 669 | 39.888 | 51 | 40.7 | 30.4 | 20.1 | 9.97 | 0 | 0 | 0 | 0 | 0 | 0 | 0 | 0 | 0 | 0 | 0 | 0 | 0 | 0 | 0 | 0 | 0 | 0 | 0 | 0 | 0 | 0 | 0 | 0 | 0 | 0 | 0.13702 | 0.11539 | 0.093755
|  | D1 | PVW1849 | SOPC1804 | D1SOPC1804 | D1SO00 | D1ELC01 | New Specific | 0.087 | 25 | 31.536 | 2022 | 1 | 0 | 0.18901 | NA | 0.087 | 0.13793 |  | 1600.92 | 1368.69 | 1136.46 | 904.23 | 672 | 40.288 | 52 | 41.5 | 31 | 20.5 | 9.97 | 0 | 0 | 0 | 0 | 0 | 0 | 0 | 0 | 0 | 0 | 0 | 0 | 0 | 0 | 0 | 0 | 0 | 0 | 0 | 0 | 0 | 0 | 0 | 0 | 0 | 0 | 0.13793 | 0.11614 | 0.094342
|  | D1 | PVW1835 | SOPC26 | D1SOPC26 | D1SO00 | D1ELC01 | New Specific | 0.69 | 25 | 31.536 | 2022 | 1 | 0 | 0.18831 | NA | 0.69 | 0.13847 |  | 1592.23 | 1361.4225 | 1130.615 | 899.8075 | 669 | 40.688 | 53 | 42.2 | 31.4 | 20.6 | 9.97 | 0 | 0 | 0 | 0 | 0 | 0 | 0 | 0 | 0 | 0 | 0 | 0 | 0 | 0 | 0 | 0 | 0 | 0 | 0 | 0 | 0 | 0 | 0 | 0 | 0 | 0 | 0.13847 | 0.11651 | 0.094545
|  | D1 | PVW1807 | SOPC1885 | D1SOPC1885 | D1SO00 | D1ELC01 | New Specific | 1.473 | 25 | 31.536 | 2022 | 1 | 0 | 0.18865 | NA | 1.473 | 0.13923 |  | 1598.39 | 1366.5425 | 1134.695 | 902.8475 | 671 | 41.088 | 54 | 43 | 32 | 21 | 9.97 | 0 | 0 | 0 | 0 | 0 | 0 | 0 | 0 | 0 | 0 | 0 | 0 | 0 | 0 | 0 | 0 | 0 | 0 | 0 | 0 | 0 | 0 | 0 | 0 | 0 | 0 | 0.13923 | 0.11712 | 0.095005
|  | D1 | PVW329 | SOPC291 | D1SOPC291 | D1SO00 | D1ELC01 | New Specific | 0.3 | 25 | 31.536 | 2022 | 1 | 0 | 0.18824 | NA | 0.3 | 0.14019 |  | 1599.16 | 1367.37 | 1135.58 | 903.79 | 672 | 41.488 | 55 | 43.7 | 32.4 | 21.1 | 9.97 | 0 | 0 | 0 | 0 | 0 | 0 | 0 | 0 | 0 | 0 | 0 | 0 | 0 | 0 | 0 | 0 | 0 | 0 | 0 | 0 | 0 | 0 | 0 | 0 | 0 | 0 | 0.14019 | 0.11786 | 0.095517
|  | D1 | Generic Solar thermal no storage | SOTN00 | D1SOTN00 | D1SO00 | D1ELC01 | New Generic | 0.2 | 30 | 31.536 | 2026 | 1 | 0 | 0.18975 | NA | 0.2 | 0.29568 | 5253.8 | 4058 | 3758.8 | 3459.6 | 3160.4 | 2562 | 78.976 | 61 | 49.14 | 39.59 | 39.05 | 38.51 | 0 | 0 | 0 | 0 | 0 | 0 | 0 | 0 | 0 | 0 | 0 | 0 | 0 | 0 | 0 | 0 | 0 | 0 | 0 | 0 | 0 | 0 | 0 | 0 | 0 | 0 | 0.29568 | 0.26945 | 0.24461
|  | D1 | Generic Solar thermal with Storage | SOTS00 | D1SOTS00 | D1SO00 | D1ELC01 | New Generic | 0.1 | 30 | 31.536 | 2026 | 1 | 0 | 0.3 | 0.3 | 0 | 0.26672 | 7505.8 | 5797 | 4670 | 3763 | 3711 | 3660 | 111.35 | 86 | 69.28 | 55.83 | 55.05 | 54.3 | 0 | 0 | 0 | 0 | 0 | 0 | 0 | 0 | 0 | 0 | 0 | 0 | 0 | 0 | 0 | 0 | 0 | 0 | 0 | 0 | 0 | 0 | 0 | 0 | 0 | 0 | 0.26672 | 0.21487 | 0.17314
|  | D1 | Generic Solar thermal with Gas co-firing | NGSO00 | D1NGSO00 | D1NG00 | D1ELC01 | New Generic | 0.2 | 30 | 31.536 | 2050 | 1.8868 | 0 | 0 | 0.922 | 0 | #DIV/0! | 6051 | 6051 | 6051 | 6051 | 6051 | 6051 | 60.51 | 60.51 | 60.51 | 60.51 | 60.51 | 60.51 | 0 | 0 | 0 | 0 | 0 | 0 | 0 | 0 | 0 | 0 | 0 | 0 | 0 | 0 | 0 | 0 | 0 | 0 | 0 | 0 | 0 | 0 | 0 | 0 | 0 | 0 | #DIV/0! | #DIV/0! | #DIV/0!
|  | D2 | PVS3750 | SOPC3750 | D2SOPC3750 | D2SO00 | D2ELC01 | New Specific | 0.024 | 25 | 31.536 | 2022 | 1 | 0 | 0.21682 | NA | 0.024 | 0.11762 | 2292.188 | 1573.97 | 1345.7275 | 1117.485 | 889.2425 | 661 | 39.488 | 50 | 40 | 30 | 20 | 9.97 | 0 | 0 | 0 | 0 | 0 | 0 | 0 | 0 | 0 | 0 | 0 | 0 | 0 | 0 | 0 | 0 | 0 | 0 | 0 | 0 | 0 | 0 | 0 | 0 | 0 | 0 | 0.11762 | 0.099116 | 0.080612
|  | D2 | PVS1343 | SOPC1354 | D2SOPC1354 | D2SO00 | D2ELC01 | New Specific | 2.935 | 25 | 31.536 | 2022 | 1 | 0 | 0.21658 | NA | 2.935 | 0.1191 | 2301.472 | 1597.18 | 1365.635 | 1134.09 | 902.545 | 671 | 39.488 | 50 | 40 | 30 | 20 | 9.97 | 0 | 0 | 0 | 0 | 0 | 0 | 0 | 0 | 0 | 0 | 0 | 0 | 0 | 0 | 0 | 0 | 0 | 0 | 0 | 0 | 0 | 0 | 0 | 0 | 0 | 0 | 0.1191 | 0.10038 | 0.081666
|  | D2 | PVS1354 | SOPC1390 | D2SOPC1390 | D2SO00 | D2ELC01 | New Specific | 0.383 | 25 | 31.536 | 2022 | 1 | 0 | 0.21647 | NA | 0.383 | 0.11969 | 2305.124 | 1606.31 | 1373.4825 | 1140.655 | 907.8275 | 675 | 39.488 | 50 | 40 | 30 | 20 | 9.97 | 0 | 0 | 0 | 0 | 0 | 0 | 0 | 0 | 0 | 0 | 0 | 0 | 0 | 0 | 0 | 0 | 0 | 0 | 0 | 0 | 0 | 0 | 0 | 0 | 0 | 0 | 0.11969 | 0.10089 | 0.08209
|  | D2 | PVS3735 | SOPC1364 | D2SOPC1364 | D2SO00 | D2ELC01 | New Specific | 1.417 | 25 | 31.536 | 2022 | 1 | 0 | 0.21702 | NA | 1.417 | 0.1206 |  | 1618.19 | 1383.6425 | 1149.095 | 914.5475 | 680 | 39.888 | 51 | 40.7 | 30.4 | 20.1 | 9.97 | 0 | 0 | 0 | 0 | 0 | 0 | 0 | 0 | 0 | 0 | 0 | 0 | 0 | 0 | 0 | 0 | 0 | 0 | 0 | 0 | 0 | 0 | 0 | 0 | 0 | 0 | 0.1206 | 0.10159 | 0.082582
|  | D2 | PVS3580 | SOPC1367 | D2SOPC1367 | D2SO00 | D2ELC01 | New Specific | 1.144 | 25 | 31.536 | 2022 | 1 | 0 | 0.21474 | NA | 1.144 | 0.12089 |  | 1592.23 | 1361.4225 | 1130.615 | 899.8075 | 669 | 40.288 | 52 | 41.5 | 31 | 20.5 | 9.97 | 0 | 0 | 0 | 0 | 0 | 0 | 0 | 0 | 0 | 0 | 0 | 0 | 0 | 0 | 0 | 0 | 0 | 0 | 0 | 0 | 0 | 0 | 0 | 0 | 0 | 0 | 0.12089 | 0.10179 | 0.082693
|  | D2 | PVS1281 | SOPC1331 | D2SOPC1331 | D2SO00 | D2ELC01 | New Specific | 2.189 | 25 | 31.536 | 2022 | 1 | 0 | 0.2152 | NA | 2.189 | 0.12176 |  | 1602.35 | 1370.0125 | 1137.675 | 905.3375 | 673 | 40.688 | 53 | 42.2 | 31.4 | 20.6 | 9.97 | 0 | 0 | 0 | 0 | 0 | 0 | 0 | 0 | 0 | 0 | 0 | 0 | 0 | 0 | 0 | 0 | 0 | 0 | 0 | 0 | 0 | 0 | 0 | 0 | 0 | 0 | 0.12176 | 0.10245 | 0.083142
|  | D2 | PVS1333 | SOPC1355 | D2SOPC1355 | D2SO00 | D2ELC01 | New Specific | 1.862 | 25 | 31.536 | 2022 | 1 | 0 | 0.2164 | NA | 1.862 | 0.12267 |  | 1620.61 | 1385.7075 | 1150.805 | 915.9025 | 681 | 41.088 | 54 | 43 | 32 | 21 | 9.97 | 0 | 0 | 0 | 0 | 0 | 0 | 0 | 0 | 0 | 0 | 0 | 0 | 0 | 0 | 0 | 0 | 0 | 0 | 0 | 0 | 0 | 0 | 0 | 0 | 0 | 0 | 0.12267 | 0.10321 | 0.08376
|  | D2 | PVS1390 | SOPC1332 | D2SOPC1332 | D2SO00 | D2ELC01 | New Specific | 0.472 | 25 | 31.536 | 2022 | 1 | 0 | 0.2134 | NA | 0.472 | 0.12284 |  | 1585.08 | 1355.31 | 1125.54 | 895.77 | 666 | 41.488 | 55 | 43.7 | 32.4 | 21.1 | 9.97 | 0 | 0 | 0 | 0 | 0 | 0 | 0 | 0 | 0 | 0 | 0 | 0 | 0 | 0 | 0 | 0 | 0 | 0 | 0 | 0 | 0 | 0 | 0 | 0 | 0 | 0 | 0.12284 | 0.10325 | 0.083665
|  | D2 | Generic Solar thermal no storage | SOTN00 | D2SOTN00 | D2SO00 | D2ELC01 | New Generic | 0.2 | 30 | 31.536 | 2026 | 1 | 0 | 0.18975 | NA | 0.2 | 0.29568 | 5253.8 | 4058 | 3758.8 | 3459.6 | 3160.4 | 2562 | 78.976 | 61 | 49.14 | 39.59 | 39.05 | 38.51 | 0 | 0 | 0 | 0 | 0 | 0 | 0 | 0 | 0 | 0 | 0 | 0 | 0 | 0 | 0 | 0 | 0 | 0 | 0 | 0 | 0 | 0 | 0 | 0 | 0 | 0 | 0.29568 | 0.26945 | 0.24461
|  | D2 | Generic Solar thermal with Storage | SOTS00 | D2SOTS00 | D2SO00 | D2ELC01 | New Generic | 0.1 | 30 | 31.536 | 2026 | 1 | 0 | 0.3 | 0.3 | 0 | 0.26672 | 7505.8 | 5797 | 4670 | 3763 | 3711 | 3660 | 111.35 | 86 | 69.28 | 55.83 | 55.05 | 54.3 | 0 | 0 | 0 | 0 | 0 | 0 | 0 | 0 | 0 | 0 | 0 | 0 | 0 | 0 | 0 | 0 | 0 | 0 | 0 | 0 | 0 | 0 | 0 | 0 | 0 | 0 | 0.26672 | 0.21487 | 0.17314
|  | D2 | Generic Solar thermal with Gas co-firing | NGSO00 | D2NGSO00 | D2SO00 | D2ELC01 | New Generic | 0.2 | 30 | 31.536 | 2050 | 1.8868 | 0 | 0 | 0.922 | 0 | #DIV/0! | 6051 | 6051 | 6051 | 6051 | 6051 | 6051 | 60.51 | 60.51 | 60.51 | 60.51 | 60.51 | 60.51 | 0 | 0 | 0 | 0 | 0 | 0 | 0 | 0 | 0 | 0 | 0 | 0 | 0 | 0 | 0 | 0 | 0 | 0 | 0 | 0 | 0 | 0 | 0 | 0 | 0 | 0 | #DIV/0! | #DIV/0! | #DIV/0!
|  | D3 | PVE330 | SOPC330 | D3SOPC330 | D3SO00 | D3ELC01 | New Specific | 0.334 | 30 | 31.536 | 2022 | 1 | 0 | 0.19766 | NA | 0.334 | 0.12599 | 2296.632 | 1585.08 | 1355 | 1125 | 895 | 666 | 39.488 | 50 | 40 | 30 | 20 | 9.97 | 0 | 0 | 0 | 0 | 0 | 0 | 0 | 0 | 0 | 0 | 0 | 0 | 0 | 0 | 0 | 0 | 0 | 0 | 0 | 0 | 0 | 0 | 0 | 0 | 0 | 0 | 0.12599 | 0.10612 | 0.08625
|  | D3 | PVW331 | SOPC331 | D3SOPC331 | D3SO00 | D3ELC01 | New Specific | 0.961 | 30 | 31.536 | 2022 | 1 | 0 | 0.20075 | NA | 0.961 | 0.12471 | 2301.076 | 1596.19 | 1365 | 1133 | 901 | 670 | 39.488 | 50 | 40 | 30 | 20 | 9.97 | 0 | 0 | 0 | 0 | 0 | 0 | 0 | 0 | 0 | 0 | 0 | 0 | 0 | 0 | 0 | 0 | 0 | 0 | 0 | 0 | 0 | 0 | 0 | 0 | 0 | 0 | 0.12471 | 0.10508 | 0.085402
|  | D3 | PVW1616 | SOPC1616 | D3SOPC1616 | D3SO00 | D3ELC01 | New Specific | 0.04 | 30 | 31.536 | 2022 | 1 | 0 | 0.20217 | NA | 0.04 | 0.12245 | 2291.792 | 1572.98 | 1345 | 1117 | 889 | 661 | 39.488 | 50 | 40 | 30 | 20 | 9.97 | 0 | 0 | 0 | 0 | 0 | 0 | 0 | 0 | 0 | 0 | 0 | 0 | 0 | 0 | 0 | 0 | 0 | 0 | 0 | 0 | 0 | 0 | 0 | 0 | 0 | 0 | 0.12245 | 0.10315 | 0.083843
|  | D3 | Generic Solar thermal no storage | SOTN00 | D3SOTN00 | D3SO00 | D3ELC01 | New Generic | 0.2 | 30 | 31.536 | 2026 | 1 | 0 | 0.19766 | NA | 0.2 | 0.28385 | 5253.8 | 4058 | 3758.8 | 3459.6 | 3160.4 | 2562 | 78.976 | 61 | 49.14 | 39.59 | 39.05 | 38.51 | 0 | 0 | 0 | 0 | 0 | 0 | 0 | 0 | 0 | 0 | 0 | 0 | 0 | 0 | 0 | 0 | 0 | 0 | 0 | 0 | 0 | 0 | 0 | 0 | 0 | 0 | 0.28385 | 0.25866 | 0.23482
|  | D3 | Generic Solar thermal with Storage | SOTS00 | D3SOTS00 | D3SO00 | D3ELC01 | New Generic | 0.1 | 30 | 31.536 | 2026 | 1 | 0 | 0.3 | 0.3 | 0 | 0.26672 | 7505.8 | 5797 | 4670 | 3763 | 3711 | 3660 | 111.35 | 86 | 69.28 | 55.83 | 55.05 | 54.3 | 0 | 0 | 0 | 0 | 0 | 0 | 0 | 0 | 0 | 0 | 0 | 0 | 0 | 0 | 0 | 0 | 0 | 0 | 0 | 0 | 0 | 0 | 0 | 0 | 0 | 0 | 0.26672 | 0.21487 | 0.17314
|  | D3 | Generic Solar thermal with Gas co-firing | NGSO00 | D3NGSO00 | D3SO00 | D3ELC01 | New Generic | 0.2 | 30 | 31.536 | 2050 | 1.8868 | 0 | 0 | 0.922 | 0 | #DIV/0! | 6051 | 6051 | 6051 | 6051 | 6051 | 6051 | 60.51 | 60.51 | 60.51 | 60.51 | 60.51 | 60.51 | 0 | 0 | 0 | 0 | 0 | 0 | 0 | 0 | 0 | 0 | 0 | 0 | 0 | 0 | 0 | 0 | 0 | 0 | 0 | 0 | 0 | 0 | 0 | 0 | 0 | 0 | #DIV/0! | #DIV/0! | #DIV/0!
Note on T1: [Threaded comment] Your version of Excel allows you to read this threaded comment; however, any edits to it will get removed if the file is opened in a newer version of Excel. Learn more: https://go.microsoft.com/fwlink/?linkid=870924 Comment: Capital costs in IRENA SPLAT model
Note on Z1: [Threaded comment] Your version of Excel allows you to read this threaded comment; however, any edits to it will get removed if the file is opened in a newer version of Excel. Learn more: https://go.microsoft.com/fwlink/?linkid=870924 Comment: These are the costs in IRENA SPLAT model

## NOTES
PV | The O&M costs may be too high in 2020, but if lowered, the LCOE and filtering should be redone.
The capital costs may also be too high in 2020, dependin on the rate of reduction
FINAL NOTE on PV costs although these may be too high there may also be a penalty due to investment insecurity
Initial capital cost of 2000 used in calculations is from the 20210702 Cost Parameters spreadsheet from IRENA
WIND | Capacity factors appear to be too large, data directly from IRENA database, these have been corrected based on a later version of clustered wind data from IRENA
Run scneario with lower costs, the captial costs from IRENA now appear too large according to IEA
Generic tech cost update | 2019 USD (1 2015 USD = 1.07 2019 USD). | 1.07